## US Price Book 2026
Price Book Effective January 1, 2026
|  | Part Number | Description | Qty | Carton Dimensions (Inches) | Ship Weight (Pounds) | List Price
Vertical Air Handlers A2L, TXV must be ordered separately
2430
|  | V2430B-1EC2BH01 | Vertical Air Handler, SCB Variable Speed, 120/208/230V, 3 Row Coil, (AC/HP) with HWC, A2L | 1 | 27x22x44 | 169 | 7675
|  | V2430B-1EC2BHC1 | Vertical Air Handler, SCB Variable Speed, 120/208/230V, 3 Row Coil, (AC/HP) with HWC, E-Coated, A2L | 1 | 27x22x44 | 169 | 7904
|  | V2430B-1EC2BX01 | Vertical Air Handler, SCB Variable Speed, 120/208/230V, 3 Row Coil, (AC/HP) NO HWC, A2L | 1 | 27x22x44 | 177 | 7088
|  | V2430B-1EC2BXC1 | Vertical Air Handler, SCB Variable Speed, 120/208/230V, 3 Row Coil, (AC/HP) NO HWC, E-Coated, A2L | 1 | 27x22x44 | 177 | 7317
|  | V2430B-1EC2CH | Vertical Air Handler, SCB Variable Speed, 120/208/230V, Chilled Water, with HWC | 1 | 27x22x44 | 202 | 7651
|  | V2430B-1EC2CX | Vertical Air Handler, SCB Variable Speed, 120/208/230V, Chilled Water, NO HWC | 1 | 27x22x44 | 202 | 7078
|  | V2430B-1EC2EH01 | Vertical Air Handler, SCB Variable Speed, 120/208/230V, 4 Row Coil, (AC/HP) with HWC, A2L | 1 | 27x22x44 | 210 | 8004
|  | V2430B-1EC2EHC1 | Vertical Air Handler, SCB Variable Speed, 120/208/230V, 4 Row Coil, (AC/HP) with HWC, E-Coated, A2L | 1 | 27x22x44 | 210 | 8246
|  | V2430B-1EC2EX01 | Vertical Air Handler, SCB Variable Speed, 120/208/230V, 4 Row Coil, (AC/HP) NO HWC, A2L | 1 | 27x22x44 | 177 | 7416
|  | V2430B-1EC2EXC1 | Vertical Air Handler, SCB Variable Speed, 120/208/230V, 4 Row Coil, (AC/HP) NO HWC, E-Coated, A2L | 1 | 27x22x44 | 202 | 7658
|  | HW-V2430 | Hot Water Coil for V2430 | 1 | 29x8x19 | 33 | 1175
|  | TXV-2T-454 | TX Valve Kit, Chatleff, R454b, 2430 | 1 | 5x5x5 | 5 | 204
|  | TXV-2T-32 | TX Valve Kit, Chatleff, R32, 2430 | 1 | 5x5x5 | 5 | 204
Replacement Filter
|  | A00558-005 | Filter, Pleated, 18 x 18 x 1 fits M3642V2 | 1 | 29x19x8 | 2 | 30
|  | A02654-005 | Filter, Pleated, 18 x 18 x 1, MERV 13 | 1 | 19x18x15.5 | 2 | 28
3036
|  | V3036B-1EC2BH01 | Vertical Air Handler, SCB Variable Speed, 120/208/230V,3 Row Coil, (AC/HP) with HWC, A2L | 1 | 27x25x44 | 191 | 8399
|  | V3036B-1EC2BHC1 | Vertical Air Handler, SCB Variable Speed, 120/208/230V,3 Row Coil, (AC/HP) with HWC, E-Coated, A2L | 1 | 27x25x44 | 191 | 8766
|  | V3036B-1EC2BX01 | Vertical Air Handler, SCB Variable Speed, 120/208/230V, 3 Row Coil, (AC/HP) NO HWC, A2L | 1 | 27x25x44 | 200 | 7197
|  | V3036B-1EC2BXC1 | Vertical Air Handler, SCB Variable Speed, 120/208/230V, 3 Row Coil, (AC/HP) NO HWC, E-Coated, A2L | 1 | 27x25x44 | 200 | 7422
|  | V3036B-1EC2CH | Vertical Air Handler, SCB Variable Speed, 120/208/230V, Chilled Water, with HWC, A2L | 1 | 27x25x44 | 239 | 8926
|  | V3036B-1EC2CX | Vertical Air Handler, SCB Variable Speed, 120/208/230V, Chilled Water, NO HWC, A2L | 1 | 27x25x44 | 239 | 8483
|  | V3036B-1EC2EH01 | Vertical Air Handler, SCB Variable Speed, 120/208/230V, 4 Row Coil, (AC/HP) with HWC, A2L | 1 | 27x25x44 | 248 | 8467
|  | V3036B-1EC2EHC1 | Vertical Air Handler, SCB Variable Speed, 120/208/230V, 4 Row Coil, (AC/HP) with HWC, E-Coated, A2L | 1 | 27x25x44 | 248 | 8825
|  | V3036B-1EC2EX01 | Vertical Air Handler, SCB Variable Speed, 120/208/230V, 4 Row Coil, (AC/HP) NO HWC, A2L | 1 | 27x25x44 | 191 | 7532
|  | V3036B-1EC2EXC1 | Vertical Air Handler, SCB Variable Speed, 120/208/230V, 4 Row Coil, (AC/HP) NO HWC, E-Coated, A2L | 1 | 27x25x44 | 191 | 7796
|  | HW-V3036 | Hot Water Coil for V3036 | 1 | 29x8x19 | 48 | 1324
|  | TXV-3T-454 | TX Valve Kit, Chatleff, R454b, 3036 | 1 | 5x5x5 | 5 | 204
|  | TXV-3T-32 | TX Valve Kit, Chatleff, R32, 3036 | 1 | 5x5x5 | 5 | 204
Replacement Filter
|  | A00558-008 | Filter, Pleated, 18 x 22 x 1 fits V3036 | 1 | 26x23x5 | 6 | 32
|  | A02654-008 | Filter, Pleated, 18 x 22 x 1, MERV 13 | 1 | 27.6x18x15.5 | 2 | 30
3642
|  | V3642B-1EC2BH01 | Vertical Air Handler, SCB Variable Speed, 120/208/230V, 3 Row Coil, (AC/HP) with HWC, A2L | 1 | 31x26x46 | 215 | 9007
|  | V3642B-1EC2BHC1 | Vertical Air Handler, SCB Variable Speed, 120/208/230V, 3 Row Coil, (AC/HP) with HWC, E-Coated, A2L | 1 | 31x26x46 | 215 | 9352
|  | V3642B-1EC2BX01 | Vertical Air Handler, SCB Variable Speed, 120/208/230V, 3 Row Coil, (AC/HP) NO HWC, A2L | 1 | 31x26x46 | 227 | 8121
|  | V3642B-1EC2BXC1 | Vertical Air Handler, SCB Variable Speed, 120/208/230V, 3 Row Coil, (AC/HP) NO HWC, E-Coated, A2L | 1 | 31x26x46 | 227 | 8412
|  | V3642B-1EC2CH | Vertical Air Handler, SCB, Variable Speed, 120/208/230V, Chilled Water, with HWC, A2L | 1 | 31x26x46 | 263 | 9213
|  | V3642B-1EC2CX | Vertical Air Handler, SCB Variable Speed, 120/208/230V, Chilled Water, NO HWC, A2L | 1 | 31x26x46 | 263 | 8409
|  | V3642B-1EC2EH01 | Vertical Air Handler, SCB Variable Speed, 120/208/230V, 4 Row Coil, (AC/HP) with HWC, A2L | 1 | 31x26x46 | 275 | 9229
|  | V3642B-1EC2EHC1 | Vertical Air Handler, SCB Variable Speed, 120/208/230V, 4 Row Coil, (AC/HP) with HWC, E-Coated, A2L | 1 | 31x26x46 | 275 | 9608
|  | V3642B-1EC2EX01 | Vertical Air Handler, SCB Variable Speed, 120/208/230V, 4 Row Coil, (AC/HP) NO HWC, A2L | 1 | 31x26x46 | 227 | 8342
|  | V3642B-1EC2EXC1 | Vertical Air Handler, SCB Variable Speed, 120/208/230V, 4 Row Coil, (AC/HP) NO HWC, E-Coated, A2L | 1 | 31x26x46 | 227 | 8721
|  | HW-V3642 | Hot Water Coil for V3642 | 1 | 31x8x22 | 48 | 1558
|  | TXV-4T-454 | TX Valve Kit, Chatleff, R454b, 3642 | 1 | 5x5x5 | 5 | 223
|  | TXV-4T-32 | TX Valve Kit, Chatleff, R32, 3642 | 1 | 5x5x5 | 5 | 223
Replacement Filter
|  | A00558-009 | Filter, Pleated, 21 x 22 x 1 fits V3642 | 1 | 26x23x5 | 6 | 35
|  | A02654-009 | Filter, Pleated, 21 x 22 x 1, MERV 13 | 1 | 30.1x21x11.6 | 2 | 42
*For capacity and usage questions call 1-800-527-0896 or email service@unicosystem.com
Air Handlers *please read descriptions carefully as some parts have been updated
1-1.5 Ton Modular Unit
Blower Module
|  | M1218BL2-ST2 | Module, Blower, Standard Control, Single Speed, 208/230V only | 1 | 24x22x14 | 60 | 1676
|  | M1218BL2-EC2 | Module, Blower, SCB Variable Speed ECM, 120/208/230V (Wifi Board) | 1 | 24x22x14 | 60 | 2792
Refrigerant Module A2L, TXV must be ordered separately
|  | M1218CL2-E0C1 | Module, Refrigerant Coil (6 Row)*(AC/HP), E-Coated (Chatleff connections), A2L, TXV sold separately | 1 | 24x22x14 | 60 | 2460
|  | M1218CL2-E001 | Module, Refrigerant Coil (6 Row)*(AC/HP)(Chatleff connections), A2L, TXV sold separately | 1 | 24x22x14 | 60 | 2326
|  | TXV-1T-454 | TX Valve Kit, Chatleff, R454b, 1218 | 1 | 5x5x5 | 5 | 204
|  | TXV-1T-32 | TX Valve Kit, Chatleff, R32, 1218 | 1 | 5x5x5 | 5 | 204
Replacement Refrigerant Module for indoor coil replacement only (R410A), unit includes TXV
|  | M1218CL2-E-R | Module, Refrigerant Coil (6 Row)*(AC/HP)(Chatleff connections) for indoor coil replacement only | 1 | 24x22x14 | 60 | 1965
|  | M1218CL2-E0C-R | Module, Refrigerant Coil (6 Row)*(AC/HP), E-Coated(Chatleff connections) for indoor coil replacement only | 1 | 24x22x14 | 60 | 2084
|  | TXV-1T-410 | TX Valve Kit, Chatleff, R410a, 1218, for indoor coil replacement only | 1 | 5x5x5 | 2 | 204
Hydronic Module
|  | M1218CL1-C | Module, Chilled Water Coil | 1 | 24x22x14 | 60 | 1364
|  | M1218CL1-X | Module, Heating (without Hot Water Coil) | 1 | 24x22x14 | 60 | 511
|  | M1218CL1-H | Module, Heating (with Hot Water Coil) | 1 | 24x22x14 | 60 | 993
Return Air Components
|  | UPC-01-1218 | Return Air Box with Grille and Filter, 14" x 20" | 1 | 23x9x17 | 8 | 313
|  | UPC-04-1218 | Return Air Duct , 12" D x 10 ft. | 1 | 26x18x18 | 9 | 412
|  | UPC-04R6-1218 | Return Air Duct, R-6.0 12" D x 10 ft | 1 | 27x18x18 | 12 | 583
|  | UPC-04R8-1218 | Return Air Duct, R-8.0 12" D x 10 ft | 1 | 28x18x18 | 15 | 558
|  | UPC-104-1218 | Return Air Adaptor, for 12" duct | 1 | 19x5x13 | 30 | 286
|  | UPC-105-1218 | Return Air Adaptor, for 12" duct with filter rack and filter | 1 | 19x5x14 | 30 | 606
Drain Pan
|  | UPC-94 | Secondary Drain Pan for 1218 | 1 | 42x24x2 | 12 | 553
Accessories
|  | UPC-62-1218 | Adapter, Supply, Square, 8.5" ID | 1 | 10x10x2.5 | 3 | 83
|  | UPC-61-1218 | Adapter, Supply, Round, 7" | 1 | 16.75x11x9 | 3 | 111
|  | UPC-98 | Mounting Rails for 1218 | 1 | 36x25x21 | 5 | 166
|  | HW-1218 | Hot Water Coil Only | 1 | 25x11x7 | 12 | 588
Electric Furnace Single Phase 240V
|  | WON0202-C | Furnace, Electric, 2 kW, 1P/230V (matches all models)** | 1 | 16x20x29 | 22 | 1056
|  | WON0502-C | Furnace, Electric, 5 kW, 1P/230V (matches all models)** | 1 | 16x20x29 | 22 | 1108
|  | WON0752-C | Furnace, Electric, 7.5 kW, 1P/230V (matches all models)** | 1 | 16x20x29 | 29 | 1254
UV Module and Accessories
|  | UVC1-09 | UV Light Module Assembly, Cabinet Only | 1 | 15.25x15.25x14 | 7 | 645
|  | UVL1-09 | UV Light Module Assembly | 1 | 28.25x15x13.25 | 11 | 1578
|  | A02647-G01 | UV Light | 1 | 11.5x11.5x5.5 | 4 | 933
|  | A02649-G01 | UV Replacement Bulb | 1 | 10x10x10 | 2 | 144
Replacement Filter
|  | A00558-010 | Filter, Pleated, 14 x 20 x 1 fits UPC-01-1218 | 1 | 21x15x9 | 4 | 17
|  | A02654-010 | Filter, Pleated, 14 x 20 x 1, MERV 13 | 1 | 20.7x14.6x8.6 | 2 | 18
|  | A00558-013 | Filter, Pleated, 16 x 12 x 1 fits UPC-105-1218 | 1 | 23x9x17 | 2 | 17
|  | A02654-013 | Filter, Pleated, 16 x 12 x 1, MERV 13 | 1 | 17.75x12.25x5.25 | 2 | 18
*For capacity and usage questions call 1-800-527-0896 or email service@unicosystem.com
Air Handlers *please read descriptions carefully as some parts have been updated
2 - 2.5 Ton Modular Unit
Blower Module
|  | M2430BL2-EC2 | Module, Blower, SCB Variable Speed ECM, 120/208/230V (Wifi Board) | 1 | 29x16x20 | 62 | 2793
|  | M2430BR2-EC2 | Module, Blower, SCB Variable Speed ECM, 120/208/230V Right hand (Wifi Board) | 1 | 29x16x20 | 62 | 2984
|  | M2430BL2-ST2 | Module, Blower, Standard Control, Single Speed, 208/230V only | 1 | 29x16x20 | 62 | 1741
Refrigerant Module A2L, TXV must be ordered separately
|  | M2430CL1-E001 | Module, Refrigerant Coil (6 Row)*(AC/HP), A2L, TXV sold separately | 1 | 29x16x20 | 60 | 2806
|  | M2430CL1-E0C1 | Module, Refrigerant Coil (6 Row)*(AC/HP), E-Coated, A2L, TXV sold separately | 1 | 29x16x20 | 60 | 3088
|  | M2430CR1-E001 | Module, Refrigerant Coil, (6 Row) (AC/HP) Right hand, A2L, TXV sold separately | 1 | 29x16x20 | 60 | 2845
|  | M2430CR1-E0C1 | Module, Refrigerant Coil (6 Row)*(AC/HP), Right hand, E-Coated, A2L, TXV sold separately | 1 | 29x16x20 | 60 | 3303
|  | M2430CL1-BA001 | Module, Refrigerant Coil (4 Row)*(AC/HP), Aluminum, A2L, TXV sold separately | 1 | 29x16x20 | 60 | 2510
|  | TXV-2T-454 | TX Valve Kit, Chatleff, R454b, 2430 | 1 | 5x5x5 | 5 | 204
|  | TXV-2T-32 | TX Valve Kit, Chatleff, R32, 2430 | 1 | 5x5x5 | 5 | 204
Replacement Refrigerant Module for indoor coil replacement only (R410A), unit includes TXV
|  | M2430CL1-BA-R | Module, Refrigerant Coil (4 Row)*(AC/HP), Aluminum, for indoor coil replacement only | 1 | 29x16x20 | 60 | 2478
|  | M2430CL1-E-R | Module, Refrigerant Coil (6 Row)*(AC/HP) for indoor coil replacement only | 1 | 29x16x20 | 60 | 2438
|  | M2430CL1-E0C-R | Module, Refrigerant Coil (6 Row)*(AC/HP), E-Coated for indoor coil replacement only | 1 | 29x16x20 | 60 | 2731
|  | M2430CR1-E-R | Module, Refrigerant Coil, (6 Row) (AC/HP) Right hand for indoor coil replacement only | 1 | 29x16x20 | 60 | 2420
|  | TXV-2T-410 | TX Valve Kit, Chatleff, R410a, 2430, for indoor coil replacement only | 1 | 5x5x5 | 2 | 204
Hydronic Module
|  | M2430CL1-C | Module, Chilled Water Coil | 1 | 29x16x20 | 60 | 2372
|  | M2430CL1-X | Module, Heating (without Hot Water Coil) | 1 | 32x16x19 | 20 | 445
|  | M2430CL1-H | Module, Heating (with Hot Water Coil) | 1 | 32x16x19 | 53 | 1465
|  | HW-2430 | Coil, Hot Water (fits M2430CL1-X, M2430V2) | 1 | 33x8x17 | 33 | 1075
Vertical Plenum Module
|  | M2430V2 | Module, Vertical Plenum (includes Spacer & Filter) | 1 | 29x27x20 | 33 | 1864
Horizontal Return Air Module
|  | M2430R1 | Module, Horizontal Multiple Return Air (Includes Filter) | 1 | 29x16x20 | 33 | 461
Return Air Components
|  | UPC-01-2430 | Return Air Box with Grille and Filter, 14" x 25" | 1 | 23x8x17 | 8 | 339
|  | UPC-04-2430 | Return Air Duct , R-4.2, 14" D x 10 ft. | 1 | 18x18x26 | 9 | 405
|  | UPC-04R6-2430 | Return Air Duct , R-6.0, 14" D x 10 ft. | 1 | 19x18x26 | 12 | 593
|  | UPC-04R8-2430 | Return Air Duct , R-8.0, 14" D x 10 ft. | 1 | 20x18x26 | 15 | 595
|  | UPC-59-2430 | Return Air Adapter (fits to M2430CL1-A,B, C or E coil modules),14" duct | 1 | 23x15x13 | 6 | 240
|  | UPC-104-2430 | Return Air Adapter (fits to M2430CL1-X or H, M2430V2), 14" duct | 1 | 26x22x5 | 6 | 339
Drain Pan
|  | UPC-20B | Secondary Drain Pan (2 Module 2430) | 1 | 29x32x2 | 11 | 529
|  | UPC-20C | Secondary Drain Pan (3 Module 2430) | 1 | 29x44x2 | 14 | 474
Accessories
|  | UPC-63A | Vertical Installation Kit with 6" spacer module (2430) | 1 | 29x19x8 | 11 | 311
|  | UPC-62-2430 | Adapter, Supply, Square, 8.5" ID | 1 | 10x10x2.5 | 2 | 114
|  | UPC-61-2430 | Adapter, Supply, Round, 7" | 1 | 16.75x11x9 | 3 | 96
Electric Furnace Single Phase 240V
|  | WON0202-C | Furnace, Electric, 2 kW, 1P/230V (matches all models)** | 1 | 16x20x29 | 22 | 1056
|  | WON0502-C | Furnace, Electric, 5 kW, 1P/230V (matches all models)** | 1 | 16x20x29 | 22 | 1108
|  | WON0752-C | Furnace, Electric, 7.5 kW, 1P/230V (matches all models)** | 1 | 16x20x29 | 29 | 1254
|  | WON1002-C | Furnace, Electric, 10 kW, 1P/230V (matches 2430, 3036, 3642 4860)** | 1 | 16x20x29 | 35 | 1368
UV Module and Accessories
|  | UVC1-09 | UV Light Module Assembly, Cabinet Only | 1 | 15.25x15.25x14 | 7 | 645
|  | UVL1-09 | UV Light Module Assembly | 1 | 28.25x15x13.25 | 11 | 1578
|  | A02647-G01 | UV Light | 1 | 11.5x11.5x5.5 | 4 | 933
|  | A02649-G01 | UV Replacement Bulb | 1 | 10x10x10 | 2 | 144
Replacement Filters
|  | A00558-001 | Filter, Pleated, 14 x 25 x 1 fits UPC-01-2430, M2430R1 | 1 | 28x17x8 | 4 | 26
|  | A02654-001 | Filter, Pleated, 14 x 25 x 1, MERV 13 | 1 | 27.88x14.25x12.88 | 2 | 25
|  | A00558-004 | Filter, Pleated, 18 x 25 x 1 fits M2430V2 | 1 | 33x29x9 | 2 | 28
|  | A02654-004 | Filter, Pleated, 18 x 25 x 1, MERV 13 | 1 | 27.63x18x15.5 | 2 | 26
*For capacity and usage questions call 1-800-527-0896 or email service@unicosystem.com
Air Handlers *please read descriptions carefully as some parts have been updated
2.5 - 3 Ton Modular Unit
Blower Module
|  | M3036BL2-EC2 | Module, Blower, SCB Variable Speed ECM, 120/208/230V (Wifi Board) | 1 | 34x16x20 | 73 | 3135
|  | M3036BR2-EC2 | Module, Blower, SCB Variable Speed ECM, 120/208/230V Right hand (Wifi Board) | 1 | 34x16x20 | 73 | 3140
|  | M3036BL2-ST2 | Module, Blower, Standard Control, Single Speed, 208/230V only | 1 | 34x16x20 | 73 | 1804
Refrigerant Module A2L, TXV must be ordered separately
|  | M3036CL1-E001 | Module, Refrigerant Coil (6 Row)*(AC/HP), A2L, TXV sold separately | 1 | 34x16x20 | 78 | 3183
|  | M3036CL1-E0C1 | Module, Refrigerant Coil (6 Row)*(AC/HP), E-Coated, A2L, TXV sold separately | 1 | 34x16x20 | 78 | 3548
|  | M3036CR1-E001 | Module, Refrigerant Coil, (6 Row) (AC/HP) Right hand, A2L, TXV sold separately | 1 | 34x16x20 | 78 | 3338
|  | M3036CR1-E0C1 | Module, Refrigerant Coil, (6 Row) (AC/HP) Right hand, E-Coated, A2L, TXV sold separately | 1 | 34x16x20 | 78 | 3691
|  | M3036CL1-BA001 | Module, Refrigerant Coil (4 Row)*(AC/HP), Aluminum, A2L, TXV sold separately | 1 | 34x16x20 | 78 | 2935
|  | TXV-3T-454 | TX Valve Kit, Chatleff, R454b, 3036 | 1 | 5x5x5 | 5 | 204
|  | TXV-3T-32 | TX Valve Kit, Chatleff, R32, 3036 | 1 | 5x5x5 | 5 | 204
Replacement Refrigerant Module for indoor coil replacement only (R410A), unit includes TXV
|  | M3036CL1-BA-R | Module, Refrigerant Coil (4 Row)*(AC/HP), Aluminum, for indoor coil replacement only | 1 | 34x16x20 | 78 | 2725
|  | M3036CL1-E-R | Module, Refrigerant Coil (6 Row)*(AC/HP) for indoor coil replacement only | 1 | 34x16x20 | 78 | 2822
|  | M3036CL1-E0C-R | Module, Refrigerant Coil (6 Row)*(AC/HP), E-Coated, for indoor coil replacement only | 1 | 34x16x20 | 78 | 3201
|  | M3036CR1-E-R | Module, Refrigerant Coil, (6 Row) (AC/HP) Right hand, for indoor coil replacement only | 1 | 34x16x20 | 78 | 2905
|  | M3036CR1-E0C-R | Module, Refrigerant Coil, (6 Row) (AC/HP) Right hand, E-Coated, for indoor coil replacement only | 1 | 34x16x20 | 78 | 3270
|  | TXV-3T-410 | TX Valve Kit, Chatleff, R410a, 3036, for indoor coil replacement only | 1 | 5x5x5 | 2 | 204
Hydronic Module
|  | M3036CL1-C | Module, Cooling (with Chilled Water Coil) | 1 | 34x16x20 | 78 | 2844
|  | M3036CL1-X | Module, Heating (without Hot Water Coil) | 1 | 38x16x19 | 28 | 444
|  | M3036CL1-H | Module, Heating (with Hot Water Coil) | 1 | 38x16x19 | 76 | 1832
|  | HW-3036 | Coil, Hot Water (fits M3036CL1-X, M3036V2) | 1 | 45x8x17 | 48 | 1342
Vertical Plenum Module
|  | M3036V2 | Module, Vertical Plenum (includes Spacer Module and filters) | 1 | 34x27x20 | 45 | 2017
Horizontal Return Air Module
|  | M3036R1 | Module, Horizontal Multiple Return Air For 3036, (Includes filter) | 1 | 34x16x20 | 30 | 567
Return Air Components
|  | UPC-01-3036 | Return Air Box with Grille and Filter, 14" x 30" | 1 | 33x8x17 | 10 | 388
|  | UPC-04-3036 | Return Air Duct , R-4.2, 16" D x 10 ft. | 1 | 22x22x29 | 14 | 452
|  | UPC-04R6-3036 | Return Air Duct , R-6.0, 16" D x 10 ft. | 1 | 22x22x29 | 17 | 641
|  | UPC-04R8-3036 | Return Air Duct , R-8.0, 16" D x 10 ft. | 1 | 22x22x29 | 20 | 621
|  | UPC-59-3036 | Return Air Adapter (fits M3036CL1- A, B, C or E coil modules) 16" duct | 1 | 17x38x13 | 8 | 223
|  | UPC-104-3036 | Return Air Adapter (fits M3036CL1-X or HM3036V2 Module) 16" duct | 1 | 39x22x5 | 9 | 354
Drain Pan
|  | UPC-27B | Secondary Drain Pan (2 Module 3036) | 1 | 45x42x2 | 14 | 492
|  | UPC-27C | Secondary Drain Pan (3 Module 3036) | 1 | 45x42x2 | 20 | 488
Accessories
|  | UPC-63-3036 | Vertical Installation Kit with 6" spacer module | 1 | 17x38x6 | 13 | 295
|  | UPC-61-3036 | Adapter, Supply, Round, 9 | 1 | 11x11x4.5 | 4 | 108
|  | UPC-62-3036 | Adapter, Supply, Square 10.5 " ID | 1 | 20x12x9 | 3 | 118
Electric Furnace Options
Single Phase 240V
|  | WON0202-C | Furnace, Electric, 2 kW, 1P/230V (matches all models)** | 1 | 16x20x29 | 22 | 1056
|  | WON0502-C | Furnace, Electric, 5 kW, 1P/230V (matches all models)** | 1 | 16x20x29 | 22 | 1108
|  | WON0752-C | Furnace, Electric, 7.5 kW, 1P/230V (matches all models)** | 1 | 16x20x29 | 29 | 1254
|  | WON1002-C | Furnace, Electric, 10 kW, 1P/230V (matches 2430, 3036, 3642 4860)** | 1 | 16x20x29 | 35 | 1368
|  | WON1502-C | Furnace, Electric, 15 kW, 1P/230V (matches 2430, 3036, 3642, 4860)** | 1 | 16x20x29 | 36 | 2264
|  | WON2002-C | Furnace, Electric, 20 kW, 1P/230V (matches 3036, 3642, 4860)** | 1 | 39x19x13 | 51 | 2487
Three Phase 240V
|  | WON0754-C | Furnace, Electric, 7.5 kW, 3P/230V (matches all models)** | 1 | 16x20x29 | 29 | 1343
|  | WON1004-C | Furnace, Electric, 10 kW, 3P/230V (matches 2430, 3036, 3642, 4860)** | 1 | 16x20x29 | 28 | 1700
|  | WON1504-C | Furnace, Electric, 15 kW, 3P/230V (matches 2430, 3036, 3642, 4860)** | 1 | 16x20x29 | 36 | 2284
UV Module and Accessories
|  | UVC1-09 | UV Light Module Assembly, Cabinet Only | 1 | 15.25x15.25x14 | 7 | 645
|  | UVL1-09 | UV Light Module Assembly | 1 | 28.25x15x13.25 | 11 | 1578
|  | A02647-G01 | UV Light | 1 | 11.5x11.5x5.5 | 4 | 933
|  | A02649-G01 | UV Replacement Bulb | 1 | 10x10x10 | 2 | 144
Replacement Filters
|  | A00558-002 | Filter, Pleated, 14 x 30 x 1 fits UPC-01-3036, M3036R1 | 1 | 32x18x8 | 6 | 23
|  | A02654-002 | Filter, Pleated, 14 x 30 x 1, MERV 13 | 1 | 30.50x15x15 | 2 | 30
|  | A00558-007 | Filter, Pleated, 18 x 30 x 1 fits M3036V2 | 1 | 33x29x9 | 2 | 26
|  | A02654-007 | Filter, Pleated, 18 x 30 x 1, MERV 13 | 1 | 30.13x21.13x11.6 | 2 | 50
*For capacity and usage questions call 1-800-527-0896 or email service@unicosystem.com
Air Handlers *please read descriptions carefully as some parts have been updated
3 - 3.5 Ton Modular Unit
Blower Module
|  | M3642BL2-EC2 | Module, Blower, SCB Variable Speed ECM, 120/208/230V (Wifi Board) | 1 | 42x16x20 | 73 | 3167
|  | M3642BR2-EC2 | Module, Blower, SCB Variable Speed ECM, 120/208/230V Right hand (Wifi Board) | 1 | 42x16x20 | 73 | 3205
|  | M3642BL2-ST2 | Module, Blower, Standard Control, Single Speed, 208/230V only | 1 | 42x16x20 | 73 | 1945
Refrigerant Module A2L, TXV must be ordered separately
|  | M3642CL1-E001 | Module, Refrigerant Coil (6 Row)* (AC/HP), A2L, TXV sold separately | 1 | 42x16x20 | 78 | 3354
|  | M3642CL1-E0C1 | Module, Refrigerant Coil (6 Row)* (AC/HP), E-Coated, A2L, TXV sold separately | 1 | 42x16x20 | 78 | 3881
|  | M3642CR1-E001 | Module, Refrigerant Coil, (6 Row) (AC/HP) Right hand, A2L, TXV sold separately | 1 | 42x16x20 | 78 | 3517
|  | M3642CR1-E0C1 | Module, Refrigerant Coil (6 Row)* (AC/HP), Right hand, E-Coated, A2L, TXV sold separately | 1 | 42x16x20 | 78 | 3902
|  | M3642CL1-BA001 | Module, Refrigerant Coil (4 Row)* (AC/HP), Aluminum, A2L, TXV sold separately | 1 | 42x16x20 | 78 | 3230
|  | TXV-4T-454 | TX Valve Kit, Chatleff, R454b, 3642 | 1 | 5x5x5 | 5 | 223
|  | TXV-4T-32 | TX Valve Kit, Chatleff, R32, 3642 | 1 | 5x5x5 | 5 | 223
Replacement Refrigerant Module for indoor coil replacement only (R410A), unit includes TXV
|  | M3642CL1-BA-R | Module, Refrigerant Coil (4 Row)*(AC/HP), Aluminum, for indoor coil replacement only | 1 | 42x16x20 | 78 | 3125
|  | M3642CL1-E-R | Module, Refrigerant Coil (6 Row)* (AC/HP), for indoor coil replacement only | 1 | 42x16x20 | 78 | 2935
|  | M3642CL1-E0C-R | Module, Refrigerant Coil (6 Row)* (AC/HP), E-Coated, for indoor coil replacement only | 1 | 42x16x20 | 78 | 3484
|  | M3642CR1-E-R | Module, Refrigerant Coil, (6 Row) (AC/HP) Right hand, for indoor coil replacement only | 1 | 42x16x20 | 78 | 3083
|  | TXV-4T-410 | TX Valve Kit, Chatleff, R410a, 3642, for indoor coil replacement only | 1 | 5x5x5 | 2 | 223
Hydronic Module
|  | M3642CL1-C | Module, Chilled Water Coil | 1 | 42x16x20 | 78 | 3014
|  | M3642CL1-X | Module, Heating (without Hot Water Coil) | 1 | 42x14x18 | 28 | 476
|  | M3642CL1-H | Module, Heating (with Hot Water Coil) | 1 | 42x14x18 | 76 | 2034
|  | HW-3642 | Coil, Hot Water (fits M3642CL1-X, M3642V2) | 1 | 45x8x17 | 48 | 1448
Vertical Plenum Module
|  | M3642V2 | Module, Vertical Plenum (includes Spacer & Filter) | 1 | 42x26x20 | 45 | 2081
Horizontal Return Air Module
|  | M3642R1 | Module, Horizontal Multiple Return Air (Includes Filter) | 1 | 42x16x20 | 30 | 599
Return Air Components
|  | UPC-01-3642 | Return Air Box with Grille and Filter, 14" x 30" | 1 | 33x8x17 | 10 | 388
|  | UPC-04-3642 | Return Air Duct , R-4.2, 18" D x 10 ft. | 1 | 22x22x29 | 14 | 462
|  | UPC-04R6-3642 | Return Air Duct , R-6.0, 18" D x 10 ft. | 1 | 22x22x29 | 17 | 676
|  | UPC-04R8-3642 | Return Air Duct , R-8.0, 18" D x 10 ft. | 1 | 22x22x29 | 20 | 677
|  | UPC-59-3642 | Return Air Adapter (fits to M3642CL1-B, C or E coil module), for 18" duct | 1 | 17x38x13 | 8 | 274
|  | UPC-104-3642 | Return Air Adapter (fits to M3642CL1-X or H, M3642V2), for 18" duct | 1 | 39x22x5 | 9 | 350
Drain Pan
|  | UPC-24B | Secondary Drain Pan (2 Module 3642) | 1 | 42x44x2 | 14 | 500
|  | UPC-24C | Secondary Drain Pan (3 Module 3642) | 1 | 42x44x2 | 20 | 499
Accessories
|  | UPC-64A | Vertical Installation Kit with 6" spacer module | 1 | 41x19x8 | 13 | 491
|  | UPC-62-3642 | Adapter, Supply, Square, 10.5" ID | 1 | 11x11x4.5 | 4 | 118
|  | UPC-61-3642 | Adapter, Supply, Round, 9 | 1 | 20x12x9 | 3 | 108
Electric Furnace Options
Single Phase 240V
|  | WON0202-C | Furnace, Electric, 2 kW, 1P/230V (matches all models)** | 1 | 16x20x29 | 22 | 1056
|  | WON0502-C | Furnace, Electric, 5 kW, 1P/230V (matches all models)** | 1 | 16x20x29 | 22 | 1108
|  | WON0752-C | Furnace, Electric, 7.5 kW, 1P/230V (matches all models)** | 1 | 16x20x29 | 29 | 1254
|  | WON1002-C | Furnace, Electric, 10 kW, 1P/230V (matches 2430, 3036, 3642 4860)** | 1 | 16x20x29 | 35 | 1368
|  | WON1502-C | Furnace, Electric, 15 kW, 1P/230V (matches 2430, 3036, 3642, 4860)** | 1 | 16x20x29 | 36 | 2264
|  | WON2002-C | Furnace, Electric, 20 kW, 1P/230V (matches 3036, 3642, 4860)** | 1 | 39x19x13 | 51 | 2487
Three Phase 240V
|  | WON0754-C | Furnace, Electric, 7.5 kW, 3P/230V (matches all models)** | 1 | 16x20x29 | 29 | 1343
|  | WON1004-C | Furnace, Electric, 10 kW, 3P/230V (matches 2430, 3036, 3642, 4860)** | 1 | 16x20x29 | 28 | 1700
|  | WON1504-C | Furnace, Electric, 15 kW, 3P/230V (matches 2430, 3036, 3642, 4860)** | 1 | 16x20x29 | 36 | 2284
UV Module and Accessories
|  | UVC1-09 | UV Light Module Assembly, Cabinet Only | 1 | 15.25x15.25x14 | 7 | 645
|  | UVL1-09 | UV Light Module Assembly | 1 | 28.25x15x13.25 | 11 | 1578
|  | A02647-G01 | UV Light | 1 | 11.5x11.5x5.5 | 4 | 933
|  | A02649-G01 | UV Replacement Bulb | 1 | 10x10x10 | 2 | 144
Replacement Filters
|  | A00558-002 | Filter, Pleated, 14 x 30 x 1 fits UPC-01-3036, M3036R1 | 1 | 32x18x8 | 6 | 23
|  | A02654-002 | Filter, Pleated, 14 x 30 x 1, MERV 13 | 1 | 30.50x15x15 | 2 | 30
|  | A00558-011 | Filter, Pleated, 14 x 38 x 1 fits M3642R1 | 1 | 39x22x5 | 2 | 58
|  | A02654-011 | Filter, Pleated, 14 x 38 x 1, MERV 13 | 1 | 44x30.5x1.5 | 2 | 61
|  | A00558-003** | Filter, Pleated, 18 x 20 x 1 fits M3642V2 | 1 | 21x21x9 | 2 | 23
|  | A02654-003** | Filter, Pleated, 18 x 20 x 1, MERV 13 | 1 | 28.75x18x15.5 | 2 | 26
|  | A00558-005** | Filter, Pleated, 18 x 18 x 1 fits M3642V2 | 1 | 29x19x8 | 2 | 30
|  | A02654-005** | Filter, Pleated, 18 x 18 x 1, MERV 13 | 1 | 19x18x15.5 | 2 | 28
** M3642V2 requires one of each size
*For capacity and usage questions call 1-800-527-0896 or email service@unicosystem.com
Air Handlers *please read descriptions carefully as some parts have been updated
4 - 5 Ton Modular Unit
Blower Module
|  | M4860BL2-EC2 | Module, Blower, SCB Variable Speed ECM, 120/208/230V (Wifi Board) | 1 | 42x16x20 | 73 | 3337
|  | M4860BR2-EC2 | Module, Blower, SCB Variable Speed ECM, 120/208/230V Right hand (Wifi Board) | 1 | 42x16x20 | 73 | 3450
|  | M4860BL2-ST2 | Module, Blower, Standard Control, Single Speed, 208/230V only | 1 | 42x16x20 | 73 | 2292
Refrigerant Module A2L, TXV must be ordered separately
|  | M4860CL1-B001 | Module, Refrigerant Coil (3 Row)* (AC/HP), A2L, TXV sold separately | 1 | 42x18x26 | 88 | 4461
|  | M4860CL1-B0C1 | Module, Refrigerant Coil (3 Row)* (AC/HP), E-Coated, A2L, TXV sold separately | 1 | 42x18x26 | 88 | 5060
|  | M4860CR1-B001 | Module, Refrigerant Coil (3 Row)* (AC/HP), Right hand, A2L, TXV sold separately | 1 | 42x18x26 | 88 | 4502
|  | M4860CR1-B0C1 | Module, Refrigerant Coil (3 Row)* (AC/HP), Right hand, E-Coated, A2L, TXV sold separately | 1 | 42x18x26 | 88 | 5101
|  | TXV-5T-454 | TX Valve Kit, Chatleff, R454b, 4860 | 1 | 5x5x5 | 5 | 223
|  | TXV-5T-32 | TX Valve Kit, Chatleff, R32, 4860 | 1 | 5x5x5 | 5 | 223
Cooling Modules include a Spacer Module
Replacement Refrigerant Module for indoor coil replacement only (R410A), unit includes TXV
|  | M4860CL1-B-R | Module, Refrigerant Coil (3 Row)* (AC/HP), for indoor coil replacement only | 1 | 42x18x26 | 88 | 4132
|  | M4860CL1-B0C-R | Module, Refrigerant Coil (3 Row)* (AC/HP), E-Coated, for indoor coil replacement only | 1 | 42x18x26 | 88 | 4744
|  | M4860CR1-B-R | Module, Refrigerant Coil, (4 Row) (AC/HP) Right hand, for indoor coil replacement only | 1 | 42x18x26 | 88 | 4132
|  | TXV-5T-410 | TX Valve Kit, Chatleff, R410a, 4860, for indoor coil replacement only | 1 | 5x5x5 | 2 | 223
Cooling Modules include a Spacer Module
Hydronic Module
|  | M4860CL1-C | Module, Chilled Water Coil | 1 | 42x18x26 | 88 | 4119
|  | M4860CL1-X | Module, Heating (without Hot Water Coil) | 1 | 45x16x19 | 28 | 476
|  | M4860CL1-H | Module, Heating (with Hot Water Coil) | 1 | 45x16x19 | 88 | 2034
|  | HW-4860 | Coil, Hot Water (fits M4860CL1-X, M4860V2) | 1 | 45x8x17 | 48 | 1448
Cooling Modules include a Spacer Module
Vertical Plenum Module
|  | M4860V2 | Module, Vertical Plenum (includes Filter) | 1 | 42x31x20 | 45 | 2206
Horizontal Return Air Module
|  | M4860R1 | Module, Horizontal Multiple Return Air (Includes Filter) | 1 | 42x16x20 | 30 | 599
Return Air Components
|  | UPC-01-4860 | Return Air Box with Grille and Filter, 24" x 30" | 1 | 8.5x27.5x33 | 16 | 552
|  | UPC-01-4860NC | Return Air Box with Grille and Filter, 20" x 30" | 1 | 8.5x27.5x33 | 16 | 492
|  | UPC-04-4860 | Return Air Duct, R-4.2, 20" D x 10 ft. | 1 | 22x22x29 | 18 | 500
|  | UPC-04R6-4860 | Return Air Duct, R-6.0, 20" D x 10 ft. | 1 | 23x22x29 | 21 | 694
|  | UPC-04R8-4860 | Return Air Duct, R-8.0 20" D x 10 ft | 1 | 24x22x29 | 24 | 706
|  | UPC-59-4860 | Return Air Adapter (fits to M4860CL1-B, C or E coil module), for 20" duct | 1 | 16x16x36 | 14 | 276
|  | UPC-104-4860 | Return Air Adapter (fits to M4860CL1-X or H, M4860V2) for 20" duct | 1 | 39x22x5 | 14 | 350
Drain Pan
|  | UPC-24C | Secondary Drain Pan (2 Module 4860) | 1 | 42x44x2 | 20 | 499
|  | UPC-24D | Secondary Drain Pan (3 Module 4860) | 1 | 44x54x2 | 24 | 560
|  | A00522-001 | Extended Drip Plate | 1 | 40x7x4 | 5 | 300
Accessories
|  | UPC-64A | Vertical Installation Kit with 6" spacer module | 1 | 41x19x8 | 13 | 491
|  | UPC-62-4860 | Adapter, Supply, Square, 11.5" ID | 1 | 12x12x12 | 2 | 119
|  | UPC-61-4860 | Adapter, Supply, Round, 10" | 1 | 20x12x9 | 4 | 118
Electric Furnace Options
Single Phase 240V
|  | WON0202-C | Furnace, Electric, 2 kW, 1P/230V (matches all models)** | 1 | 16x20x29 | 22 | 1056
|  | WON0502-C | Furnace, Electric, 5 kW, 1P/230V (matches all models)** | 1 | 16x20x29 | 22 | 1108
|  | WON0752-C | Furnace, Electric, 7.5 kW, 1P/230V (matches all models)** | 1 | 16x20x29 | 29 | 1254
|  | WON1002-C | Furnace, Electric, 10 kW, 1P/230V (matches 2430, 3036, 3642 4860)** | 1 | 16x20x29 | 35 | 1368
|  | WON1502-C | Furnace, Electric, 15 kW, 1P/230V (matches 2430, 3036, 3642, 4860)** | 1 | 16x20x29 | 36 | 2264
|  | WON2002-C | Furnace, Electric, 20 kW, 1P/230V (matches 3036, 3642, 4860)** | 1 | 39x19x13 | 51 | 2487
Three Phase 240V
|  | WON0754-C | Furnace, Electric, 7.5 kW, 3P/230V (matches all models)** | 1 | 16x20x29 | 29 | 1343
|  | WON1004-C | Furnace, Electric, 10 kW, 3P/230V (matches 2430, 3036, 3642, 4860)** | 1 | 16x20x29 | 28 | 1700
|  | WON1504-C | Furnace, Electric, 15 kW, 3P/230V (matches 2430, 3036, 3642, 4860)** | 1 | 16x20x29 | 36 | 2284
UV Module and Accessories
|  | UVC1-09 | UV Light Module Assembly, Cabinet Only | 1 | 15.25x15.25x14 | 7 | 645
|  | UVL1-09 | UV Light Module Assembly | 1 | 28.25x15x13.25 | 11 | 1578
|  | A02647-G01 | UV Light | 1 | 11.5x11.5x5.5 | 4 | 933
|  | A02649-G01 | UV Replacement Bulb | 1 | 10x10x10 | 2 | 144
Replacement Filters
|  | A00558-011 | Filter, Pleated, 14 x 38 x 1 fits M3642R1 | 1 | 39x22x5 | 2 | 58
|  | A02654-011 | Filter, Pleated, 14 x 38 x 1, MERV 13 | 1 | 44x30.5x1.5 | 2 | 61
|  | A00558-012 | Filter, Pleated, 20 x 30 x 1 fits UPC-01-4860NC | 1 | 33x28x9 | 2 | 25
|  | A02654-012 | Pleated Filter, 20x30x1, MERV 13 | 1 | 30.13x21.13x11.6 | 2 | 30
|  | A00558-003** | Filter, Pleated, 18 x 20 x 1 fits M3642V2 | 1 | 21x21x9 | 2 | 23
|  | A02654-003** | Filter, Pleated, 18 x 20 x 1, MERV 13 | 1 | 28.75x18x15.5 | 2 | 26
|  | A00558-005** | Filter, Pleated, 18 x 18 x 1 fits M3642V2 | 1 | 29x19x8 | 2 | 30
|  | A02654-005** | Filter, Pleated, 18 x 18 x 1, MERV 13 | 1 | 19x18x15.5 | 2 | 28
|  | A00558-006 | Filter, Pleated, 24 x 30 x 1 fits UPC-01-4860 | 1 | 31x32x5 | 6 | 28
|  | A02654-006 | Pleated Filter, 24x30x1, MERV 13 | 1 | 30.75x31x4 | 2 | 34
** M4860V2 require one of each size
*For capacity and usage questions call 1-800-527-0896 or email service@unicosystem.com
Supply Air Outlets - 2 Inch - Twist-Fit System
Round Plastic
|  | UPC-56TB-1 | Supply Outlet, TFS, w/Toggles and Screws, Face Plate Only | 1 | 5x5x5 | 1 | 38
|  | UPC-56TB-6 | Supply Outlet, TFS, w/Toggles and Screws, Face Plate Only (6 pcs) | 6 | 8x8x5 | 3 | 76
|  | UPC-56TB-BLK-1 | Black Supply Outlet, TFS, w/Toggles and Screws, Face Plate Only | 1 | 5x5x5 | 1 | 40
|  | UPC-56TB-BLK-6 | Black Supply Outlet, TFS, w/Toggles and Screws, Face Plate Only (6 pcs) | 6 | 8x8x5 | 3 | 80
|  | UPC-56TB-BRS-1 | Brass Supply Outlet, TFS, w/Toggles and Screws, Face Plate Only | 1 | 5x5x5 | 1 | 35
|  | UPC-56TB-BRS-6 | Brass Supply Outlet, TFS, w/Toggles and Screws, Face Plate Only (6 pcs) | 6 | 8x8x5 | 3 | 160
|  | UPC-56TB-CHR-1 | Chrome Supply Outlet, TFS, w/Toggles and Screws, Face Plate Only | 1 | 5x5x5 | 1 | 36
|  | UPC-56TB-CHR-6 | Chrome Supply Outlet, TFS, w/Toggles and Screws, Face Plate Only (6 pcs) | 6 | 8x8x5 | 3 | 167
Round Wood
|  | UPC-57T-B-1 | Outlet, TFS, Wood, Birch, Face Plate Only | 1 | 5x5x5 | 1 | 102
|  | UPC-57T-B-6 | Outlet, TFS, Wood, Birch, Face Plate Only (6 pcs) | 6 | 8x8x5 | 3 | 538
|  | UPC-57T-C-1 | Outlet, TFS, Wood, Cherry, Face Plate Only | 1 | 5x5x5 | 1 | 92
|  | UPC-57T-C-6 | Outlet, TFS, Wood, Cherry, Face Plate Only (6 pcs) | 6 | 8x8x5 | 3 | 499
|  | UPC-57T-K-1 | Outlet, TFS, Wood, Knotty Pine, Face Plate Only | 1 | 5x5x5 | 1 | 105
|  | UPC-57T-K-6 | Outlet, TFS, Wood, Knotty Pine, Face Plate Only (6 pcs) | 6 | 8x8x5 | 3 | 579
|  | UPC-57T-MA-1 | Outlet, TFS, Wood, Maple, Face Plate Only | 1 | 5x5x5 | 1 | 86
|  | UPC-57T-MA-6 | Outlet, TFS, Wood, Maple, Face Plate Only (6 pcs) | 6 | 8x8x5 | 3 | 483
|  | UPC-57T-MH-1 | Outlet, TFS, Wood, Mahogany, Face Plate Only | 1 | 5x5x5 | 1 | 118
|  | UPC-57T-MH-6 | Outlet, TFS, Wood, Mahogany, Face Plate Only (6 pcs) | 6 | 8x8x5 | 3 | 644
|  | UPC-57T-PI-1 | Outlet, TFS, Wood, Pine, Face Plate Only | 1 | 5x5x5 | 1 | 86
|  | UPC-57T-PI-6 | Outlet, TFS, Wood, Pine, Face Plate Only (6 pcs) | 6 | 8x8x5 | 3 | 483
|  | UPC-57T-PO-1 | Outlet, TFS, Wood, Poplar, Face Plate Only | 1 | 5x5x5 | 1 | 86
|  | UPC-57T-PO-6 | Outlet, TFS, Wood, Poplar, Face Plate Only (6 pcs) | 6 | 8x8x5 | 3 | 483
|  | UPC-57T-RO-1 | Outlet, TFS, Wood, Red Oak, Face Plate Only | 1 | 5x5x5 | 1 | 71
|  | UPC-57T-RO-6 | Outlet, TFS, Wood, Red Oak, Face Plate Only (6 pcs) | 6 | 8x8x5 | 3 | 387
|  | UPC-57T-WL-1 | Outlet, TFS, Wood, Walnut, Face Plate Only | 1 | 5x5x5 | 1 | 108
|  | UPC-57T-WL-6 | Outlet, TFS, Wood, Walnut, Face Plate Only (6 pcs) | 6 | 8x8x5 | 3 | 598
|  | UPC-57T-WO-1 | Outlet, TFS, Wood, White Oak, Face Plate Only | 1 | 5x5x5 | 1 | 130
|  | UPC-57T-WO-6 | Outlet, TFS, Wood, White Oak, Face Plate Only (6 pcs) | 6 | 8x8x5 | 3 | 708
All wood outlets are unfinished
Round Flush Mount
|  | UPC-57T-B-F-1 | Wood Outlet, TFS, Flush Mount, Birch, Face Plate Only | 1 | 5x5x5 | 1 | 112
|  | UPC-57T-B-F-6 | Wood Outlet, TFS, Flush Mount, Birch, Face Plate Only (6 pcs) | 6 | 8x8x5 | 3 | 565
|  | UPC-57T-C-F-1 | Wood Outlet, TFS, Flush Mount, Cherry, Face Plate Only | 1 | 5x5x5 | 1 | 92
|  | UPC-57T-C-F-6 | Wood Outlet, TFS, Flush Mount, Cherry, Face Plate Only (6 pcs) | 6 | 8x8x5 | 3 | 499
|  | UPC-57T-K-F-1 | Wood Outlet, TFS, Flush Mount, Knotty Pine, Face Plate Only | 1 | 5x5x5 | 1 | 112
|  | UPC-57T-K-F-6 | Wood Outlet, TFS, Flush Mount, Knotty Pine, Face Plate Only (6 pcs) | 6 | 8x8x5 | 3 | 579
|  | UPC-57T-MA-F-1 | Wood Outlet, TFS, Flush Mount, Maple, Face Plate Only | 1 | 5x5x5 | 1 | 86
|  | UPC-57T-MA-F-6 | Wood Outlet, TFS, Flush Mount, Maple, Face Plate Only (6 pcs) | 6 | 8x8x5 | 3 | 483
|  | UPC-57T-MH-F-1 | Wood Outlet, TFS, Flush Mount, Mahogany, Face Plate Only | 1 | 5x5x5 | 1 | 118
|  | UPC-57T-MH-F-6 | Wood Outlet, TFS, Flush Mount, Mahogany, Face Plate Only (6 pcs) | 6 | 8x8x5 | 3 | 644
|  | UPC-57T-PI-F-1 | Wood Outlet, TFS, Flush Mount, Pine, Face Plate Only | 1 | 5x5x5 | 1 | 86
|  | UPC-57T-PI-F-6 | Wood Outlet, TFS, Flush Mount, Pine, Face Plate Only (6 pcs) | 6 | 8x8x5 | 3 | 483
|  | UPC-57T-PO-F-1 | Wood Outlet, TFS, Flush Mount, Poplar, Face Plate Only | 1 | 5x5x5 | 1 | 112
|  | UPC-57T-PO-F-6 | Wood Outlet, TFS, Flush Mount, Poplar, Face Plate Only (6 pcs) | 6 | 8x8x5 | 3 | 483
|  | UPC-57T-RO-F-1 | Wood Outlet, TFS, Flush Mount, Red Oak, Face Plate Only | 1 | 5x5x5 | 1 | 71
|  | UPC-57T-RO-F-6 | Wood Outlet, TFS, Flush Mount, Red Oak, Face Plate Only (6 pcs) | 6 | 8x8x5 | 3 | 387
|  | UPC-57T-WL-F-1 | Wood Outlet, TFS, Flush Mount, Walnut, Face Plate Only | 1 | 5x5x5 | 1 | 108
|  | UPC-57T-WL-F-6 | Wood Outlet, TFS, Flush Mount, Walnut, Face Plate Only (6 pcs) | 6 | 8x8x5 | 3 | 598
|  | UPC-57T-WO-F-1 | Wood Outlet, TFS, Flush Mount, White Oak, Face Plate Only | 1 | 5x5x5 | 1 | 130
|  | UPC-57T-WO-F-6 | Wood Outlet, TFS, Flush Mount, White Oak, Face Plate Only (6 pcs) | 6 | 8x8x5 | 3 | 708
Supply Air Components - 2 Inch - Twist-Fit System
SmartDuct™
|  | UPC-26TCH-1 | SmartDuct, TFS, 2x12' (1 PCS) | 1 | 25x25x6 | 5 | 139
|  | UPC-26TCH-6 | SmartDuct, TFS, 2x12' (6 PCS) | 6 | 24x24x23 | 28 | 628
R-4.2
|  | UPC-26TCHR4-1 | SmartDuct, TFS, 2x12', R4 (1 PCS) | 1 | 32x31x4 | 6 | 153
|  | UPC-26TCHR4-6 | SmartDuct, TFS, 2x12', R4 (6 PCS) | 6 | 24x24x23 | 32 | 680
|  | UPC-26TDHR4-1 | SmartDuct, TFS, 2x12', R4, Double Barrier (1 PCS) | 1 | 25x25x6 | 6 | 393
|  | UPC-26TDHR4-6 | SmartDuct, TFS, 2x12', R4, Double Barrier (6 PCS) | 6 | 26x26x33 | 36 | 804
R6
|  | UPC-26TCHR6-1 | SmartDuct, TFS, 2x12', R6 (1 PCS) | 1 | 25x25x6 | 6 | 206
|  | UPC-26TCHR6-6 | SmartDuct, TFS, 2x12', R6 (6 PCS) | 6 | 26x26x33 | 36 | 989
R8
|  | UPC-26TCHR8-1 | SmartDuct, TFS, 2x12', R8 (1 PCS) | 1 | 25x25x6 | 6 | 234
|  | UPC-26TCHR8-6 | SmartDuct, TFS, 2x12', R8 (6 PCS) | 6 | 26x26x33 | 40 | 1149
Sound Attenuator
R-3.3
|  | UPC-26TC03-1 | Sound Attenuator Tubing, TFS, Couplings Attached 2" ID x 3'L, R-3.3, single length (3 ft. per box) | 1 | 10.5x10.5x10.5 | 2 | 94
|  | UPC-26TC03-6 | Sound Attenuator Tubing, TFS, Couplings Attached 2" ID x 3'L, R-3.3, (18 ft. per box) | 6 | 22.5x5.25x38.5 | 7 | 512
|  | UPC-26TC-1 | Sound Attenuator Tubing, TFS, Couplings Attached 2" ID x 12'L, R-3.3, single length (12 ft. per box) | 1 | 25x25x6 | 5 | 181
|  | UPC-26TC-6 | Sound Attenuator Tubing, TFS, Couplings Attached 2" ID x 12'L, R-3.3 (72 ft. per box) | 6 | 24x24x23 | 28 | 816
R-4.2
|  | UPC-26TC03R4-1 | Sound Attenuator Tubing, TFS, Couplings Attached 2" ID x 3'L, R-4.2, single length (3 ft. per box) | 1 | 10.5x10.5x10.5 | 2 | 102
|  | UPC-26TC03R4-6 | Sound Attenuator Tubing, TFS, Couplings Attached 2" ID x 3'L, R-4.2 (18 ft. per box) | 6 | 22.5x5.25x38.5 | 7 | 560
|  | UPC-26TCR4-1 | Sound Attenuator Tubing, TFS, Couplings Attached 2" ID x 12'L, R-4.2, single length (12 ft. per box) | 1 | 32x31x4 | 6 | 200
|  | UPC-26TCR4-6 | Sound Attenuator Tubing, TFS, Couplings Attached 2" ID x 12'L, R-4.2 (72 ft. per box) | 6 | 24x24x23 | 32 | 884
|  | UPC-26TD03R4-1 | Sound Attenuator Tubing, Double Vapor Barrier, TFS, Couplings Attached 2" ID x 3'L, R-4.2, single length (3 ft. per box) | 1 | 10.5x10.5x10.5 | 3 | 124
|  | UPC-26TD03R4-6 | Sound Attenuator Tubing, Double Vapor Barrier, TFS, Couplings Attached 2" ID x 3'L, R-4.2 (18 ft. per box) | 6 | 22.5x5.25x38.5 | 7 | 653
|  | UPC-26TDR4-1 | Sound Attenuator, Double Vapor Barrier, TFS, Couplings Attached, 2" ID x12'L, R-4.2, single length (12 ft. per box) | 1 | 25x25x6 | 6 | 512
|  | UPC-26TDR4-6 | Sound Attenuator, Double Vapor Barrier, TFS, Couplings Attached, 2" ID x12'L, R-4.2 (72 ft. per box) | 6 | 26x26x33 | 36 | 1045
R6
|  | UPC-26TC03R6-1 | Sound Attenuator Tubing, TFS, Couplings Attached 2" ID x 3'L, R-6.0, single length (3 ft. per box) | 1 | 10.25x10.5x10.5 | 2 | 138
|  | UPC-26TC03R6-6 | Sound Attenuator Tubing, TFS, Couplings Attached 2" ID x 3'L, R-6.0 (18 ft. per box) | 6 | 34.5x6.25x34.5 | 7 | 803
|  | UPC-26TCR6-1 | Sound Attenuator Tubing, TFS, Couplings Attached 2" ID x 12'L, R-6.0, single length (12 ft. per box) | 1 | 25x25x6 | 6 | 268
|  | UPC-26TCR6-6 | Sound Attenuator Tubing, TFS, Couplings Attached 2" ID x 12'L, R-6.0 (72 ft. per box) | 6 | 26x26x33 | 36 | 1285
R8
|  | UPC-26TC03R8-1 | Sound Attenuator Tubing, TFS, Couplings Attached 2" ID x 3'L, R-8.0, single length (3 ft. per box) | 1 | 10.5x10.5x10.5 | 3 | 158
|  | UPC-26TC03R8-6 | Sound Attenuator Tubing, TFS, Couplings Attached 2" ID x 3'L, R-8.0 (18 ft. per box) | 6 | 34.5x6.25x34.5 | 8 | 933
|  | UPC-26TCR8-1 | Sound Attenuator Tubing, TFS, Couplings Attached 2" ID x 12'L, R-8.0, single length (12 ft. per box) | 1 | 25x25x6 | 6 | 305
|  | UPC-26TCR8-6 | Sound Attenuator Tubing, TFS, Couplings Attached 2" ID x 12'L, R-8.0 (72 ft. per box) | 6 | 26x26x33 | 40 | 1493
Aluminum Supply
|  | UPC-25T-1 | Supply Tubing, TFS, Couplings Attached, Aluminum, 2" ID x 25'L, R-3.3, single length (25 ft. per box) | 1 | 32x31x4 | 9 | 227
|  | UPC-25T-4 | Supply Tubing, TFS, Couplings Attached, Aluminum, 2" ID x 25'L, R-3.3 (100 ft. per box) | 4 | 31x15x31 | 30 | 759
|  | UPC-25T-R4-1 | Supply Tubing, TFS, Couplings Attached, Aluminum, 2" ID x 25'L, R-4.2, single length (25 ft. per box) | 1 | 32x31x4 | 10 | 271
|  | UPC-25T-R4-4 | Supply Tubing, TFS, Couplings Attached, Aluminum, 2" ID x 25'L, R-4.2 (100 ft. per box) | 4 | 32x30x15 | 58 | 1006
|  | UPC-25T-R6-1 | Supply Tubing, TFS, Couplings Attached, Aluminum, 2" ID x 25'L, R-6.0, single length (25 ft. per box) | 1 | 32x31x4 | 10 | 330
|  | UPC-25T-R6-4 | Supply Tubing, TFS, Couplings Attached, Aluminum, 2" ID x 25'L, R-6.0 (100 ft. per box) | 4 | 37x37x22 | 58 | 1232
|  | UPC-25T-R8-1 | Supply Tubing, TFS, Couplings Attached, Aluminum, 2" ID x 25'L, R-8.0, single length (25 ft. per box) | 1 | 32x31x4 | 10 | 366
|  | UPC-25T-R8-4 | Supply Tubing, TFS, Couplings Attached, Aluminum, 2" ID x 25'L, R-8.0 (100 ft. per box) | 4 | 37x37x22 | 61 | 1360
Install Kits - Metal
|  | UPC-89TM-1 | Install Kit, 2", Round Metal Plenum, TFS, (1 pk) - Includes (1) Supply Outlets, (1) Take Off for round metal plenum, (1) Winter Supply Shutoff Caps, (2) Toggles and Screws, (2) extra TFS Gaskets | 1 | 5.5x5.5x5.5 | 1 | 47
|  | UPC-89TM-6 | Install Kit, 2", Round Metal Plenum, TFS, (6 pk) - Includes (6) Supply Outlets, (6) Take offs for round metal plenum, (6) Winter Supply Shutoff Caps, (12) Toggles and Screws, (2) extra TFS Gaskets | 6 | 10.5x10.5x5 | 3 | 115
|  | UPC-89TMR6-1 | Install Kit, 2", R6, Round Metal Plenum, TFS, (1 pk) - Includes (1) Supply Outlets, (1) Take Off for round metal plenum, (1) Winter Supply Shutoff Caps, (2) Toggles and Screws, (2) extra TFS Gaskets | 1 | 5.5x5.5x5.5 | 1 | 61
|  | UPC-89TMR6-6 | Install Kit, 2", R6, Round Metal Plenum, TFS, (6 pk) - Includes (6) Supply Outlets, (6) Take offs for round metal plenum, (6) Winter Supply Shutoff Caps, (12) Toggles and Screws, (2) extra TFS Gaskets | 6 | 10.5x10.5x5 | 3 | 297
|  | UPC-89TMF-1 | Install Kit, 2", Flat Metal Plenum, TFS, (1 pk) - Includes (1) Supply Outlets, (1) Take Off for flat metal plenum, (1) Winter Supply Shutoff Caps, (2) Toggles and Screws, (2) extra TFS Gasket | 1 | 5.5x5.5x5.5 | 1 | 47
|  | UPC-89TMF-6 | Install Kit, 2", Flat Metal Plenum, TFS, (6 pk) - Includes (6) Supply Outlets, (6) Take offs for flat metal plenum, (6) Winter Supply Shutoff Caps, (12) Toggles and Screws, (2) extra TFS Gaskets | 6 | 10.5x10.5x5 | 3 | 115
|  | UPC-89TMFR6-6 | Install Kit, 2", R6 Flat Metal Plenum, TFS, (6 pk) - Includes (6) Supply Outlets, (6) Take offs for flat metal plenum, (6) Winter Supply Shutoff Caps, (12) Toggles and Screws, (2) extra TFS Gaskets | 6 | 10.5x10.5x5 | 3 | 297
Install Kits - Fiberglass
|  | UPC-89TF-1 | Install Kit, 2", 1" Fiberglass Plenum, TFS, (1 pk) - Includes (1) Supply Outlets, (1) Spin-in Take Off, (1) Winter Supply Shutoff Caps, (2) Toggles and Screws, (2) Aluminum Core Clamps (black), (2) zip ties, (2) extra TFS Gaskets | 1 | 5.5x5.5x5.5 | 1 | 53
|  | UPC-89TF-6 | Install Kit, 2", 1" Fiberglass Plenum, TFS, (6 pk) - Includes (6) Supply Outlets, (6) Spin-in Take Offs, (6) Winter Supply Shutoff Caps, (12) Toggles and Screws, (8) Aluminum Core Clamps (black), (8) zip ties, (2) extra TFS Gaskets | 6 | 10.5x10.5x5 | 3 | 144
|  | UPC-89TFR6-1 | Install Kit, 2", 1.5" Fiberglass Plenum, TFS, (1 pk) - Includes (1) Supply Outlets, (1) R6 Spin-in Take Off, (1) Winter Supply Shutoff Caps, (2) Toggles and Screws, (2) Aluminum Core Clamps (black), (2) zip ties, (2) extra TFS Gaskets | 1 | 5.5x5.5x5.5 | 1 | 43
|  | UPC-89TFR6-6 | Install Kit, 2", 1.5" Fiberglass Plenum, TFS, (6 pk) - Includes (6) Supply Outlets, (6) R6 Spin-in Take Offs, (6) Winter Supply Shutoff Caps, (12) Toggles and Screws, (8) Aluminum Core Clamps (black), (8) zip ties, (2) extra TFS Gaskets | 6 | 10.5x10.5x5 | 3 | 214
Accessories - 2 Inch
Supply Air & Outlet Components
|  | UPC-22 | Take-off, Spin-In for 1.5" fiberglass duct board kit | 1 | 5x5x5 | 1 | 44
|  | UPC-23B | Take-off, Spin-in for 1" fiberglass duct board kit | 1 | 5x5x5 | 1 | 41
|  | UPC-28T-1 | TFS, Take-off, for round metal plenum Includes gasket | 1 | 5x5x5 | 1 | 37
|  | UPC-28T-6 | TFS, Take-off, for round metal plenum Includes gasket (6 pcs) | 6 | 8x8x5 | 5 | 173
|  | UPC-28TF-1 | TFS, Take-off, for flat metal plenum Includes gasket | 1 | 5x5x5 | 1 | 37
|  | UPC-28TF-6 | TFS, Take-off, for flat metal plenum Includes gasket (6 pcs) | 6 | 8x8x5 | 5 | 191
|  | UPC-35-15 | Balancing Kit for plenum take-offs | 15 | 5x5x5 | 1 | 95
|  | UPC-36-15 | Balancing Kit 2" for round outlets | 15 | 5x5x5 | 1 | 70
|  | UPC-38TC-1 | Coupling Kit, TFS, 2" Duct, 1 Couplings, makes 1 connection | 1 | 5x5x5 | 1 | 50
|  | UPC-38TC-6 | Coupling Kit, TFS, 2" Duct, 6 Couplings, makes 6 connections | 6 | 10x10x11 | 3 | 287
|  | UPC-38TC-B-1 | Coupling Kit, TFS, 2" Duct, R3.3, Black, 1 Couplings, makes 1 connection | 1 | 5.5x5.5x5.5 | 1 | 50
|  | UPC-38TC-B-6 | Coupling Kit, TFS, 2" Duct, R3.3, Black, 6 Couplings, makes 6 connections | 6 | 10.5x10.5x10.5 | 3 | 280
|  | UPC-38TCR6-B-1 | Coupling Kit, TFS, 2" Duct, R6, Black, 1 Couplings, makes 1 connection | 1 | 8x8x4.375 | 1 | 50
|  | UPC-38TCR6-B-6 | Coupling Kit, TFS, 2" Duct, R6, Black, 6 Couplings, makes 6 connections | 6 | 10.5x10.5x10.5 | 3 | 280
|  | UPC-38TCR6-W-1 | Coupling Kit, TFS, 2" Duct, R6, White, 1 Couplings, makes 1 connection | 1 | 8x8x4.375 | 1 | 50
|  | UPC-38TCR6-W-6 | Coupling Kit, TFS, 2" Duct, R6, White, 6 Couplings, makes 6 connections | 6 | 10.5x10.5x10.5 | 3 | 280
|  | UPC-38TC-W-1 | Coupling Kit, TFS, 2" Duct, R3.3, White, 1 Couplings, makes 1 connection | 1 | 5.5x5.5x5.5 | 1 | 50
|  | UPC-38TC-W-6 | Coupling Kit, TFS, 2" Duct, R3.3, White, 6 Couplings, makes 6 connections | 6 | 10.5x10.5x10.5 | 3 | 280
|  | UPC-42-20 | Plugs, Winter Shut-off for 2" outlets (20/box) | 20 | 5x5x5 | 1 | 50
|  | UPC-45-5 | Deflector, Air, Outlet | 5 | 5x5x5 | 1 | 201
|  | UPC-51 | Hardware Pkg, Outlet Includes (12) toggles and screws | 12 | 5x5x5 | 1 | 40
|  | UPC-52-50 | Clamps, Aluminum Supply Tubing (black) | 50 | 5x5x5 | 1 | 67
|  | UPC-53-50 | Clamps, Sound Attenuator (silver) | 50 | 5x5x5 | 1 | 76
|  | UPC-54 | Pliers, Clamp | 1 | 5x5x5 | 1 | 100
|  | UPC-55-5 | Hole Cutter, fiberglass duct board, 2" ("Cookie-cutter") | 5 | 5x5x5 | 1 | 131
|  | UPC-84-5 | Outlet Kit, Short Rigid 1' Attenuator(for 1" duct board plenum) | 5 | 10x11x17 | 4 | 409
|  | UPC-85-5 | Outlet Kit, Short Rigid 1' Attenuator(for metal plenum) | 5 | 10x11x17 | 4 | 409
|  | UPC-86-5 | Frame-in Kits, 2" | 5 | 10x11x17 | 5 | 179
|  | UPC-88-20 | Screen, Outlet, White | 20 | 5x5x5 | 1 | 72
|  | UPC-88-20-BLK | Screen, Outlet, Black | 20 | 5x5x5 | 1 | 68
|  | A00122-001 | Coupling, AL, 2" | 1 | 5x5x5 | 1 | 7
|  | A00123-001 | Ring, Tape, 3.5" (no slits) | 1 | 5x5x5 | 1 | 4
|  | A00123-005 | Ring, Tape, 5.0" , 2.0" Duct, Red - R6 | 1 | 5x5x5 | 1 | 7
|  | A01102-001 | Plugs, Winter Shut-off (Slotted outlet - UPC-67TA & UPC-68T) | 1 | 5x5x5 | 1 | 7
|  | A01502-001-K05 | Gasket, for underside of 2" round, flanged outlet (5 pcs) | 5 | 5x5x5 | 1 | 38
|  | A01502-001 | Gasket, Round, Flanged Outlet, 2" | 1 | 5x5x5 | 1 | 5
Round Plastic
|  | UPC-56FR-1 | Supply Outlet, Round, Plastic, White, Fire-Rated 1-hour (UL555C) | 1 | 5x5x5 | 1 | 102
|  | UPC-58-1-15 | Supply Outlet, Round, Plastic, 15° Sloped | 1 | 5x5x5 | 1 | 70
|  | UPC-58-1-25 | Supply Outlet, Round, Plastic, 25° Sloped | 1 | 5x5x5 | 1 | 51
All plastic outlets Include toggles and screws
|  | A01729-004 | Supply Outlet, Flangeless, Black | 1 | 5x5x5 | 1 | 9
Slotted Outlet Kits (only available for 2")
|  | UPC-67TA | UPC-67TA, Twist Fit 90° Slotted Outlet, 2", White, 1/2" x 8" opening | 1 | 16x17x4 | 2 | 199
|  | UPC-67-BRKT | Mounting Bracket, Outlet, Slot | 1 | 16x17x4 | 3 | 50
|  | UPC-68T | UPC-68T, Twist Fit Straight Slotted Outlet, 2", White, 1/2" x 8" opening | 1 | 10x10x11 | 2 | 199
|  | UPC-101 | Supply Outlet Kit, Slotted, Plastic, White (for plenum duct) | 1 | 8x8x5 | 1 | 85
|  | UPC-66 | Outlet Assy, Slot, 90deg, Aluminum | 1 | 16x17x4 | 4 | 290
Slotted Plastic Trim Plates (only available for 2")
|  | A00297-001 | Trim Plate for UPC-66/101 (White) | 1 | 8x8x5 | 1 | 10
|  | A00297-002 | Trim Plate for UPC-67TA and UPC-68T (White) | 1 | 8x8x5 | 1 | 10
|  | A00297-002-BLK | Trim Plate Black for, UPC-67TA and UPC-68T | 1 | 8x8x5 | 1 | 10
|  | A00297-002-BRS | Trim Plate Brass for UPC-67TA and UPC-68T | 1 | 8x8x5 | 1 | 10
|  | A00297-002-CHR | Trim Plate Chrome for UPC-67TA and UPC-68T | 1 | 8x8x5 | 1 | 144
A00297-001 and 002 are included in Supply Outlet Kit
Slotted Wood Trim Plates (only available for 2")
|  | A00297-003-B | Trim Plate, Slotted Outlet, Wood, Birch (for UPC-67TA and UPC-68T) | 1 | 16x7x5 | 1 | 141
|  | A00297-003-C | Trim Plate, Slotted, Wood, Cherry (for UPC-67TA and UPC-68T) | 1 | 16x7x5 | 1 | 141
|  | A00297-003-K | Trim Plate, Slotted, Wood, Knotty Pine (for UPC-67TA and UPC-68T) | 1 | 16x7x5 | 1 | 191
|  | A00297-003-MA | Trim Plate, Slotted, Wood, Maple (for UPC-67TA and UPC-68T) | 1 | 16x7x5 | 1 | 138
|  | A00297-003-MH | Trim Plate, Slotted, Wood, Mahogany (for UPC-67TA and UPC-68T) | 1 | 16x7x5 | 1 | 140
|  | A00297-003-PI | Trim Plate, Slotted, Wood, Pine (for UPC-67TA and UPC-68T) | 1 | 16x7x5 | 1 | 160
|  | A00297-003-PO | Trim Plate, Slotted, Wood, Poplar (for UPC-67TA and UPC-68T) | 1 | 16x7x5 | 1 | 138
|  | A00297-003-RO | Trim Plate, Slotted, Wood, Red Oak (for UPC-67TA and UPC-68T) | 1 | 16x7x5 | 1 | 135
|  | A00297-003-WL | Trim Plate, Slotted, Wood, Walnuts (for UPC-67TA and UPC-68T) | 1 | 16x7x5 | 1 | 141
|  | A00297-003-WO | Trim Plate, Slotted, Wood, White Oak (for UPC-67TA and UPC-68T) | 1 | 16x7x5 | 1 | 128
All wood outlets are unfinished
|  | A01057-G01 | Slotted Outlet Extension Kit 4", for UPC-67TA and UPC-68T | 1 | 17x17x5 | 1 | 123
Supply Air Outlets - 2.5 Inch - Standard
Round Plastic
|  | UPC-256 | Supply Outlet, 2.5", Round, Plastic, White | 1 | 5x5x5 | 1 | 32
|  | UPC-256B-BLK | Supply Outlet, 2.5", Round, Plastic, Black | 1 | 5x5x5 | 1 | 94
|  | UPC-256B-BRS | Supply Outlet, 2.5", Round, Plastic, Brass Finish | 1 | 5x5x5 | 1 | Non-Stock, Call for Pricing & Lead Time
|  | UPC-256B-CHR | Supply Outlet, 2.5", Round, Plastic, Chrome Finish | 1 | 5x5x5 | 1 | Non-Stock, Call for Pricing & Lead Time
All plastic outlets Include toggles and screws
|  | A01346-001 | Supply Outlet, 2.5", Flangeless, Black | 1 | 5x5x5 | 1 | 8
Round Wood
|  | UPC-257-B | Supply Outlet, 2.5", Round, Wood, Birch | 1 | 5x5x5 | 1 | 147
|  | UPC-257-C | Supply Outlet, 2.5", Round, Wood, Cherry | 1 | 5x5x5 | 1 | 128
|  | UPC-257-K | Supply Outlet, 2.5", Round, Wood, Knotty Pine | 1 | 5x5x5 | 1 | 291
|  | UPC-257-MA | Supply Outlet, 2.5", Round, Wood, Maple | 1 | 5x5x5 | 1 | 174
|  | UPC-257-MH | Supply Outlet, 2.5", Round, Wood, Mahogany | 1 | 5x5x5 | 1 | 162
|  | UPC-257-PI | Supply Outlet, 2.5", Round, Wood, Pine | 1 | 5x5x5 | 1 | 208
|  | UPC-257-PO | Supply Outlet, 2.5", Round, Wood, Poplar | 1 | 5x5x5 | 1 | 122
|  | UPC-257-RO | Supply Outlet, 2.5", Round, Wood, Red Oak | 1 | 5x5x5 | 1 | 187
|  | UPC-257-WL | Supply Outlet, 2.5", Round, Wood, Walnut | 1 | 5x5x5 | 1 | 217
|  | UPC-257-WO | Supply Outlet, 2.5", Round, Wood, White Oak | 1 | 5x5x5 | 1 | 174
Supply Air Components - 2.5 Inch - Standard
SmartDuct™
|  | UPC-226H-5 | SmartDuct, 2.5"x12' (5 PCS) | 5 | 24x24x23 | 28 | 557
R-4.2
|  | UPC-226H-R4-5 | SmartDuct, 2.5"x12', R4 (5 PCS) | 5 | 24x24x23 | 32 | 657
|  | UPC-226DH-R4-5 | SmartDuct, 2.5"x12', R4, Double Barrier (5 PCS) | 5 | 24x24x23 | 28 | 710
R-6
|  | UPC-226H-R6-5 | SmartDuct, 2.5"x12', R6 (5 PCS) | 5 | 26x26x33 | 36 | 890
R-8
|  | UPC-226H-R8-5 | SmartDuct, 2.5"x12', R8 (5 PCS) | 5 | 26x26x33 | 40 | 1035
Sound Attenuator
|  | UPC-226-5 | Sound Attenuator Tubing, 2.5" ID x 12'L R-3.3(60 ft total) | 5 | 24x24x23 | 28 | 725
|  | UPC-226-R4-5 | Sound Attenuator Tubing, 2.5" ID x 12'L, R-4.2 (60 ft total) | 5 | 24x24x23 | 32 | 855
|  | UPC-226-R6-5 | Sound Attenuator Tubing, 2.5" ID x 12'L, R-6.0 (60 ft total) | 5 | 26x26x33 | 36 | 1158
|  | UPC-226-R8-5 | Sound Attenuator Tubing, 2.5" ID x 12'L, R-8.0 (60 ft total) | 5 | 26x26x33 | 40 | 1346
|  | UPC-226D-R4-5 | Sound Attenuator, Double Vapor Barrier, 2.5"x12' R-4.2 (5 pcs) | 5 | 24x24x23 | 28 | 922
Aluminum Supply
|  | UPC-225-1 | Supply Tubing, Aluminum, 2.5" ID x 25'L, R-3.3 single length | 1 | 32x31x4 | 9 | 256
|  | UPC-225-3 | Supply Tubing, Aluminum, 2.5" ID x 25'L R-3.3 (75 ft total) | 3 | 34x34x12 | 30 | 675
|  | UPC-225-R4-3 | Supply Tubing, Aluminum, 2.5" ID x 25'L, R-4.2 (75 ft total) | 3 | 34x34x12 | 58 | 851
|  | UPC-225-R6-3 | Supply Tubing, Aluminum, 2.5" ID x 25'L, R-6.0 (75 ft total) | 3 | 38x38x19 | 58 | 1151
|  | UPC-225-R8-3 | Supply Tubing, Aluminum, 2.5" ID x 25'L, R-8.0 (75 ft total) | 3 | 38x38x19 | 61 | 1259
Install Kits
Metal
|  | UPC-280M-1 | Outlet Kit, 2.5", Metal Plenum (single outlet) Includes Supply Outlet, 12' R-3.3 Attenuator Tube, Metal Plenum Take Off, Winter Shutoff Cap, (2) Scrim Core Clamps(silver), (2)Aluminum Clamps(black), Coupling with Tape Rings, (1) Balancing Orifice Kit | 1 | 26x22x5 | 5 | 245
|  | UPC-280MF-1 | Installation Kit, 2.5" Flat Metal Plenum, 1/box | 1 | 24x24x6 | 5 | 241
|  | UPC-280MR6-1 | Outlet Kit, 2.5", Metal Plenum (single outlet) Includes Supply Outlet, 12' R-6 Attenuator Tube, Metal Plenum Take Off, Winter Shutoff Cap, (2) Scrim Core Clamps, (2) Aluminum Clamps and a Coupling with Tape Rings, Balancing Orifice Kit | 1 | 26x22x5 | 8 | 394
|  | UPC-289M-5 | Installation Kit, 2.5", Round Metal Plenum (5 outlets) Includes (5) Supply Outlets, (5) Metal Take Offs, (5) Winter Supply Shutoff Caps, (10) Scrim Core Clamps(silver), (10) Toggles and Screws, (10) Aluminum Core Clamps (black), (1) Balancing Orifice Kit, (5) Couplings with (10) Tape Rings | 5 | 10x10x10 | 5 | 417
|  | UPC-289MF-5 | Installation Kit, 2.5", Rectangular Metal Plenum (5 outlets) Includes (5) Supply Outlets, (5) Metal Take Offs, (5) Winter Supply Shutoff Caps, (10) Scrim Core Clamps(silver), (10) Toggles and Screws, (10) Aluminum Core Clamps (black), (1) Balancing Orifice Kit, (5) Couplings with (10) Tape Rings | 5 | 14x14x14 | 8 | 417
Remember - With 2.5", fewer outlets are needed for same airflow.
Accessories - 2.5 Inch
Supply Air & Outlet Components
|  | UPC-228 | Take-off, 2.5" for round metal plenum (Includes gasket) | 1 | 5x5x5 | 1 | 53
|  | UPC-228F | Flat Take-off, 2.5" for square metal plenum (Includes gasket) | 1 | 5x5x5 | 1 | 56
|  | UPC-235-5 | 2.5" Balancing Kit for plenum take-offs | 5 | 5x5x5 | 1 | 108
|  | UPC-238-10 | Coupling, Duct, 2.5" Includes Clamps (makes 10 couplings/box) | 10 | 10x10x11 | 3 | 290
|  | UPC-242-20 | Winter shut-off plug, 2.5" Round Outlet, 20pk | 20 | 5x5x5 | 1 | 50
|  | UPC-245-5 | Deflector, Air, 2.5" Outlet | 5 | 5x5x5 | 1 | 196
|  | UPC-252-50 | Clamps, 2.5" Aluminum Supply Tubing (black) | 50 | 5x5x5 | 1 | 135
|  | UPC-253-50 | Clamps, 2.5" Sound Attenuator (silver) | 50 | 5x5x5 | 1 | 135
|  | UPC-286-5 | Frame-in Kits, 2.5" | 5 | 10x11x17 | 5 | 206
|  | UPC-288-20 | Screen, Outlet, 2.5", White | 20 | 5x5x5 | 1 | 98
|  | UPC-288-20-BLK | Screen, Outlet, 2.5", Black | 20 | 5x5x5 | 1 | 79
|  | A00123-003 | Ring, Tape, 4.0" (no slits) | 1 | 5x5x5 | 1 | 6
|  | A00123-006 | Ring, Tape, 5.0", 2.5" Duct, Red - R6 | 1 | 5x5x5 | 1 | 7
|  | A01502-002-K05 | Gasket, Round, Flanged Outlet, 2.5" (5 pieces) | 5 | 5x5x5 | 1 | 40
|  | A01502-002 | Gasket, Round, Flanged Outlet, 2.5" | 1 | 5x5x5 | 1 | 5
Unico Plenum
Unico Plenum
|  | USM-01 | Duct,Galv,7Dx5'x28GA (1 piece) | 1 | 11x11x63 | 10 | Non-Stock, Call for Pricing & Lead Time
|  | USM-02 | Duct,Galv,9Dx5'x28GA (1/piece) | 1 | 11x11x63 | 10 | Non-Stock, Call for Pricing & Lead Time
|  | USM-03 | Elbow,Galv,7Dx28 GA. (1/piece) | 1 | 23x15x14 | 5 | Non-Stock, Call for Pricing & Lead Time
|  | USM-04 | Elbow,Galv,9Dx28GA. (1/piece) | 1 | 23x15x14 | 5 | Non-Stock, Call for Pricing & Lead Time
|  | USM-05 | End Cap,Galv,Uncrmp,7" I.D. (1/piece) | 1 | 23x15x14 | 5 | Non-Stock, Call for Pricing & Lead Time
|  | USM-06 | End Cap,Galv,Uncrmp,9" I.D. (1/piece) | 1 | 23x15x14 | 5 | Non-Stock, Call for Pricing & Lead Time
|  | USM-07 | Tee,Galv,7Dx28GA (1/piece) | 1 | 23x15x14 | 5 | Non-Stock, Call for Pricing & Lead Time
|  | USM-08 | Tee,Galv,9Dx28GA (1/piece) | 1 | 23x15x14 | 5 | Non-Stock, Call for Pricing & Lead Time
|  | USM-09 | Tee,Reducer,Galv, 9x7x7x28GA (1/piece) | 1 | 23x15x14 | 5 | Non-Stock, Call for Pricing & Lead Time
|  | USM-10 | Insul,Sleeve,Silver,7Dx5'x2" R6 (1/piece) | 1 | 23x15x14 | 5 | Non-Stock, Call for Pricing & Lead Time
|  | USM-10-R8 | Insul,Sleeve,Silver,7Dx5'x2" R8 (1/piece) | 1 | 23x15x14 | 5 | Non-Stock, Call for Pricing & Lead Time
|  | USM-11 | Insul,Sleeve,Silver,9Dx5'x2" R6 (1/piece) | 1 | 23x15x14 | 5 | Non-Stock, Call for Pricing & Lead Time
|  | USM-11-R8 | Insul,Sleeve,Silver,9Dx5'x2" R8 (1/piece) | 1 | 23x15x14 | 5 | Non-Stock, Call for Pricing & Lead Time
|  | USM-12 | Reducer,Galv,9x7x28GA (1/piece) | 1 | 23x15x14 | 5 | Non-Stock, Call for Pricing & Lead Time
|  | USM-13 | Duct,Galv,10Dx5'x28GA (1/piece) | 1 | 12x12x63 | 10 | Non-Stock, Call for Pricing & Lead Time
|  | USM-14 | Elbow,Galv, 10" (1/piece) | 1 | 23x15x14 | 5 | Non-Stock, Call for Pricing & Lead Time
|  | USM-15 | Tee,Galv, 10" (1/piece) | 1 | 23x15x14 | 5 | Non-Stock, Call for Pricing & Lead Time
|  | USM-16 | Insul,Sleeve,Silver, 10Dx5'x2" R6 (1/piece) | 1 | 23x15x14 | 5 | Non-Stock, Call for Pricing & Lead Time
|  | USM-16-R8 | Insul,Sleeve,Silver, 10Dx5'x2" R8 (1/piece) | 1 | 23x15x14 | 5 | Non-Stock, Call for Pricing & Lead Time
|  | USM-17 | Reducer,Galv, 10" X 9" (1/piece) | 1 | 23x15x14 | 5 | Non-Stock, Call for Pricing & Lead Time
|  | USM-18 | End Cap,Galv, Galv, 10" (1/piece) | 1 | 23x15x14 | 5 | Non-Stock, Call for Pricing & Lead Time
|  | USM-19 | Tee,Galv, Reducer, 10 X 9 X 9" (1/piece) | 1 | 23x15x14 | 5 | Non-Stock, Call for Pricing & Lead Time
Electric Furnace and Replacement Parts
Single Phase 240V
|  | WON0202-C | Furnace, Electric, 2 kW, 1P/230V (matches all models)** | 1 | 16x20x29 | 22 | 1056
|  | WON0502-C | Furnace, Electric, 5 kW, 1P/230V (matches all models)** | 1 | 16x20x29 | 22 | 1108
|  | WON0752-C | Furnace, Electric, 7.5 kW, 1P/230V (matches all models)** | 1 | 16x20x29 | 29 | 1254
|  | WON1002-C | Furnace, Electric, 10 kW, 1P/230V (matches 2430, 3036, 3642 4860)** | 1 | 16x20x29 | 35 | 1368
|  | WON1502-C | Furnace, Electric, 15 kW, 1P/230V (matches 2430, 3036, 3642, 4860)** | 1 | 16x20x29 | 36 | 2264
|  | WON2002-C | Furnace, Electric, 20 kW, 1P/230V (matches 3036, 3642, 4860)** | 1 | 39x19x13 | 51 | 2487
Three Phase 240V
|  | WON0754-C | Furnace, Electric, 7.5 kW, 3P/230V (matches all models)** | 1 | 16x20x29 | 29 | 1343
|  | WON1004-C | Furnace, Electric, 10 kW, 3P/230V (matches 2430, 3036, 3642, 4860)** | 1 | 16x20x29 | 28 | 1700
|  | WON1504-C | Furnace, Electric, 15 kW, 3P/230V (matches 2430, 3036, 3642, 4860)** | 1 | 16x20x29 | 36 | 2284
Accessories
|  | A01007-K01 | Adapter, Supply, WON Heater, 7" diameter | 1 | 13x13x4 | 2 | 100
|  | A01007-K02 | Adapter, Supply, WON Heater, 9" diameter | 1 | 13x13x4 | 2 | 100
|  | A01007-K03 | Adapter, Supply, WON Heater, 10" diameter** | 1 | 13x13x4 | 2 | 76
|  | A01008-K01 | Adapter, Supply, WON Heater, (for 6.5" sq. fiberglass) | 1 | 13x13x3 | 2 | 94
|  | A01008-K02 | Adapter, Supply, WON Heater, (for 8.5" sq. fiberglass) | 1 | 13x13x3 | 4 | 96
** WON Electric Furnace comes with both 10" Dia and 9.5" sq. supply adapter, mounting collar, and restrictor plate.
Replacement Parts
|  | A00257-001 | Fuse Link (for WUN series - Temp. 305.6°F/152°C | 1 | 5x5x5 | 1 | 28
|  | A00257-002 | Fuse Link (for WON series - Temp. 249.8°F/121°C | 1 | 5x5x5 | 1 | 37
|  | A00802-003 | Fan Interlock Relay, 1-pole | 1 | 5x5x5 | 1 | 76
|  | A01011-001 | Auto Limit, L-145 (WUN series) | 1 | 5x5x5 | 1 | 43
|  | A01011-002 | Auto Limit, 2-PL65 (WON series) | 1 | 5x5x5 | 1 | 85
|  | A01012-001 | Sequencer, 1-pole (WUN or WON series) | 1 | 5x5x5 | 1 | 99
|  | A01012-002 | Sequencer, 2-pole (WUN or WON series) | 1 | 5x5x5 | 1 | 124
|  | A01013-001 | Contactor, Heater Element, 1-pole | 1 | 5x5x5 | 1 | 104
|  | A01013-002 | Contactor, Heater Element, 2-pole | 1 | 5x5x5 | 1 | 100
|  | A01051-215 | Breaker, 2-pole, 15 amp (blower circuit - WON series) | 1 | 5x5x5 | 1 | 290
|  | A01051-250 | Breaker, 2-pole, 50 amp (WON**02 series) | 1 | 5x5x5 | 1 | 280
|  | A01241-001 | Jumper Bar, Heater, 4 pole | 1 | 5x5x5 | 1 | 118
|  | A01241-002 | Jumper Bar, Heater, 6 pole | 1 | 5x5x5 | 1 | 170
|  | A01484-001 | Relay, 1 Pole (Requires A01485 rectifier) | 1 | 5x5x5 | 1 | 30
|  | A01484-002 | Relay, 2 Pole (Requires A02141 rectifier) | 1 | 5x5x6 | 1 | 71
|  | A01485-001 | Rectifier, 5 Second Delay - CRR9-5 (Requires A01484-001 relay) | 1 | 5x5x5 | 1 | 21
|  | A01485-003 | Rectifier, 9 Second Delay - CRR9-9 (Requires A01484-001 relay) | 1 | 5x5x5 | 1 | 21
|  | A01673-001 | Air Pressure Switch | 1 | 5x5x5 | 1 | 231
|  | A01674-K01 | Air Pressure Switch (Upgrade Kit Electric Furnace) | 1 | 5x5x5 | 1 | 173
Electric Furnace and Replacement Parts, continued
Replacement Parts Cont.
|  | A02401-G01 | Stack, Element, Complete, 3.75 (No Revision - Model # WON0752) | 1 | 10x10x10 | 3 | 249
|  | A02401-G04 | Stack, Element, Complete, 4.8k (No Revision - Model # WON0502, WON1002, WON1502 and WON2002 | 1 | 10x10x10 | 3 | 249
|  | A02401-G08 | Stack, Element, Complete, 4.8k (Revision A - Model #'s WON0502-A, WON1002-A, WON1502-A and WON2002-A) | 1 | 10x10x10 | 3 | 249
|  | A02401-G08X | Heater Element Stack, Complete, 2 Section, 4.8kW each section (Revision A - Model # WON1002-A) | 1 | 10x10x10 | 6 | 495
|  | A02401-G13 | Stack, Element, Complete, 4.8k (Revision B or C - Model #'s WON0502-B or C, WON1002-B or C, WON1502-B or C and WON2002-B or C | 1 | 10x10x10 | 3 | 249
|  | A02401-G13X | Heater Element Stack, Complete, 2 Section, 4.8kW each section (Revision B and C - Model # WON1002-B or C) | 1 | 16.75x11x 9 | 6 | 495
|  | A02401-G14X | Heater, Element Stack, Complete, 3 Section, 4.8kW each section (Revision B and C - Model # WON1502-B or C) | 1 | 16.75x11x 9 | 9 | 743
|  | A02401-G15X | Heater Element Stack, Complete, 4 Section, 4.8kW each section (Revision B and C - Model # WON2002-B or C) | 1 | 16.75x11x9 | 12 | 991
|  | A02141-001 | Rectifier, 5 Second Delay (Requires A01484-002 relay) | 1 | 5x5x6 | 1 | 21
|  | A02141-003 | Rectifier, 9 Second Delay, (WON0752-C, 1002-C, 1502-C) (Requires A01484-002 relay) | 1 | 5x5x5 | 1 | 21
|  | A02141-005 | Rectifier, 18 Second Delay, (All WON1502-C, 2002-C) (Requires A01484-002 relay) | 1 | 5x5x5 | 1 | 21
Accessories
Thermostats
|  | A00915-G03 | Thermostat, Universal, Single-Stage 1-Heat/1-Cool, Programmable | 1 | 8x8x4 | 2 | 207
|  | A00915-G04 | Thermostat, Universal, Multi-Stage 2-Heat/1-Cool, Programmable | 1 | 8x8x4 | 2 | 338
|  | A00915-G05 | Thermostat, Universal, Multi-Stage, Touch-Screen, 3-Heat/2-Cool, Programmable | 1 | 8x8x4 | 2 | 660
Round Plenum
|  | UPC-19V-090707 | Tee, Reducer, Galv., 9" x 7" x 7" (with Turning Vane) | 1 | 23x15x13 | 4 | 233
|  | UPC-19V-100909 | Galvanized Reducer Tee, 10" x 9" x 9" (with turning vane) | 1 | 23x15x13 | 5 | 223
|  | UPC-11-07R-4 | Turning Vane, Round Duct, 7" | 4 | 10x10x11 | 5 | 657
|  | UPC-11-09R-4 | Turning Vane, Round Duct, 9" | 4 | 13x13x10.5 | 5 | 627
|  | UPC-11-10R-4 | Turning Vane, Round Duct, 10" | 4 | 13x13x10.5 | 5 | 525
Duct Tape
|  | UPC-17B-FX | Tape, Pressure Sensitive (aluminum), UL 181A-P - 181B-F/X, 2.5" x 180' | 1 | 8x8x4 | 2 | 98
Square Plenum
|  | UPC-62 | Adapter Kit, Supply Collar, 8.5" sq | 1 | 10x10x2.5 | 2 | 134
Replacement Parts
Mild Weather Kits
|  | UPC-65X | Mild Weather Kits, R-410A only (recommended for heat pumps) | 1 | 5x5x5 | 1 | 258
|  | UPC-65 | Mild Weather Kits, R-22 only (recommended for heat pumps) | 1 | 5x5x5 | 1 | 149
Coil Assembly
Note: replacement coil assemblies do NOT ship with valves
|  | A00326-K03 | Coil Assy, M1218CL2-E, Non-Coated, For 1218 coil w/ Chatleff threads | 1 | 26x13x19 | 26 | 976
|  | A00326-K04 | Coil Assy, M1218CL2-E, E-Coated, For 1218 coil w/ Chatleff threads | 1 | 26x13x20 | 26 | 1300
|  | A00397-K01 | Coil Assy, Chilled Water, U1218, M1218 | 1 | 26x13x20 | 26 | 823
|  | A00793-K01 | Coil Assy, M2430CL1-E or MC2436H or MC2430H,X | 1 | 30x14x22 | 34 | 1304
|  | A00793-K03 | Coil Assy, M2430CL1-E or MC2436H or MC2430H,X, E-Coated | 1 | 30x14x22 | 34 | 1671
|  | A00793-K04 | Coil Assy, M2430CR1-E,X, E-Coated | 1 | 30x14x22 | 34 | 1504
|  | A00792-K01 | Coil Assy, M3642CL1-E or MC4260H or MC3642H,X | 1 | 43x14x22 | 52 | 1537
|  | A00792-K03 | Coil Assy, M3642CL1-E or MC4260H or MC3642H,X, E-Coated | 1 | 43x14x22 | 52 | 2086
|  | A00792-K04 | Coil Assy, M3642CR1-E,X, E-Coated | 1 | 43x14x22 | 52 | 1993
|  | A00811-K01 | Coil Assy, M4860CL1-B or MC4860C,X | 1 | 45x29x20 | 52 | 1797
|  | A00811-K02 | Coil Assy, M4860CL1-B or MC4860C,X, E-Coated | 1 | 45x29x20 | 52 | 2530
|  | A01126-K01 | Coil Assy, Chilled Water, M4860CL1-C or MC4860W | 1 | 45x29x20 | 58 | 2196
|  | A01665-K02 | Coil Assy Kit, M2430CL-C (Chilled Water Coil) | 1 | 30x14x22 | 42 | 1513
|  | A01665-K01 | Coil Assy Kit, M3036CL-C (Chilled Water Coil) | 1 | 35x14x22 | 42 | 1738
|  | A01736-K02 | Coil Assy Kit, M3036CL-E | 1 | 35x14x22 | 29 | 1666
|  | A01736-K04 | Coil Assy Kit, M3036CL-E, E-Coated | 1 | 35x14x22 | 29 | 2031
|  | A01736-K05 | Coil Assy Kit, M3036CR-E, E-Coated | 1 | 35x14x22 | 29 | 2105
Replacement Parts, continued
Coil Assembly, continued
|  | A01665-K03 | Coil Assy Kit, M3642CL-C (Chilled Water Coil) | 1 | 43x14x22 | 42 | 2115
|  | A01948-G01 | Coil Assy, V2430-B | 1 | 23x23x22 | 30 | 1475
|  | A01948-G01-C | Coil Assy, V2430-B, E-Coated | 1 | 23x23x22 | 30 | 1841
|  | A01914-G01 | Coil Assy, V2430-H | 1 | 25x20x17 | 30 | 1905
|  | A01914-G01-C | Coil Assy, V2430-H, E-Coated | 1 | 25x20x17 | 30 | 2271
|  | A01951-G01 | Coil Assy, V3036-B | 1 | 29x21x17 | 34 | 1576
|  | A01951-G01-C | Coil Assy, V3036-B, E-Coated | 1 | 29x21x17 | 34 | 1941
|  | A01950-G01 | Coil Assy, V3036-E | 1 | 29x21x17 | 34 | 2081
|  | A01950-G01-C | Coil Assy, V3036-E, E-Coated | 1 | 29x21x17 | 34 | 2445
|  | A01958-G01 | Coil Assy, V3642-B | 1 | 32x30x24 | 40 | 1813
|  | A01958-G01-C | Coil Assy, V3642-B, E-Coated | 1 | 32x30x24 | 40 | 2359
|  | A01957-G01 | Coil Assy, V3642-E | 1 | 32x30x24 | 38 | 2267
|  | A01957-G01-C | Coil Assy, V3642-E, E-Coated | 1 | 32x30x24 | 38 | 2818
|  | A02389-G01 | Coil Assy, V2430-C (Chilled Water) | 1 | 34x16x18 | 29 | 1924
|  | A02395-G01 | Coil Assy, V3036-C (Chilled Water) | 1 | 29x22x18 | 36 | 2129
|  | A02396-G01 | Coil Assy, V3642-C (Chilled Water) | 1 | 28x21x20 | 36 | 2349
|  | A02776-K01 | Coil Assy, Refrigerant, Aluminum, 4-row, 2430, LH | 1 | 43x14x22 | 42 | 1011
|  | A02778-K01 | Coil Assy, Refrigerant, Aluminum, 4-row, 3036, LH | 1 | 43x14x22 | 42 | 1119
|  | A02780-K01 | Coil Assy, Refrigerant, Aluminum, 4-row, 3642, LH | 1 | 43x14x22 | 42 | 1277
|  | A02735-G01 | Line, Liquid 1218 (For M1218CL2-E which has chatleff connections) | 1 | 5x5x5 | 1 | 58
|  | A01023-G01 | Line, Liquid, AC, 2430, 3036, 3642 | 1 | 5x5x5 | 1 | 60
|  | A01024-G01 | Line, Liquid, HP, 2430, 3036, 3642 | 1 | 5x5x5 | 1 | 33
|  | A01044-G01 | Line, Liquid, 4860 | 1 | 5x5x5 | 1 | 24
TX Valves and parts
|  | A00031-004 | Valve, TX, R-22, IVE-4-GA, MC4260/HP4860 sweat | 1 | 5x5x5 | 2 | 238
|  | A00366-002 | Valve, TX, R-410A, CBIZE-1.5 (U1218, M1218), flare, (AC/HP) | 1 | 5x5x5 | 2 | 193
|  | A00809-001 | Seal, TXV, O-Ring, Teflon | 1 | 5x5x5 | 1 | 7
|  | TXV-1T-32 | TX Valve Kit, Chatleff, R32, 1218 | 1 | 5x5x5 | 2 | 204
|  | TXV-1T-410 | TX Valve Kit, Chatleff, R410a, 1218, for indoor coil replacement only | 1 | 5x5x5 | 2 | 204
|  | TXV-1T-454 | TX Valve Kit, Chatleff, R454b, 1218 | 1 | 5x5x5 | 2 | 204
|  | TXV-2T-32 | TX Valve Kit, Chatleff, R32, 2430 | 1 | 5x5x5 | 2 | 204
|  | TXV-2T-410 | TX Valve Kit, Chatleff, R410a, 2430, for indoor coil replacement only | 1 | 5x5x5 | 2 | 204
|  | TXV-2T-454 | TX Valve Kit, Chatleff, R454b, 2430 | 1 | 5x5x5 | 2 | 204
|  | TXV-3T-32 | TX Valve Kit, Chatleff, R32, 3036 | 1 | 5x5x5 | 2 | 204
|  | TXV-3T-410 | TX Valve Kit, Chatleff, R410a, 3036, for indoor coil replacement only | 1 | 5x5x5 | 2 | 204
|  | TXV-3T-454 | TX Valve Kit, Chatleff, R454b, 3036 | 1 | 5x5x5 | 2 | 204
|  | TXV-4T-32 | TX Valve Kit, Chatleff, R32, 3642 | 1 | 5x5x5 | 2 | 223
|  | TXV-4T-410 | TX Valve Kit, Chatleff, R410a, 3642, for indoor coil replacement only | 1 | 5x5x5 | 2 | 223
|  | TXV-4T-454 | TX Valve Kit, Chatleff, R454b, 3642 | 1 | 5x5x5 | 2 | 223
|  | TXV-5T-32 | TX Valve Kit, Chatleff, R32, 4860 | 1 | 5x5x5 | 2 | 223
|  | TXV-5T-410 | TX Valve Kit, Chatleff, R410a, 4860, for indoor coil replacement only | 1 | 5x5x5 | 2 | 223
|  | TXV-5T-454 | TX Valve Kit, Chatleff, R454b, 4860 | 1 | 5x5x5 | 2 | 223
Control Box
|  | A00175-K03 | Control Box Assembly (ST2 models) | 1 | 11x11x5 | 10 | 547
|  | A00175-K07 | SCB Control Box Assembly for 120/230V (EC1/EC2 model) | 1 | 15.5x6.5x5 | 6 | 1187
|  | A00175-K07-W1 | SCB Control Box Assembly for 120/230V, (EC1/EC2) AHU, Vertical | 1 | 15x8x6 | 10 | 1213
|  | A00175-K16 | Control Box Replacement (M1218ST2 models) | 1 | 11x11x5 | 10 | 904
|  | A00175-K17 | Control Box Kit, SCB, 120/208/230V, WiFi | 1 | 11x11x5 | 10 | 1240
|  | A01469-K03 | Circuit Board, SCB (All EC1 & EC2 Products) | 1 | 11x11x5 | 6 | 646
|  | A01470-K01 | Control Board, USB for SCB (daughter board) | 1 | 5x5x5 | 1 | 108
|  | A00985-G01 | Harness, adapter, ACB to MP motor | 1 | 5x5x5 | 1 | 48
|  | A00987-K01 | Harness, adapter, (ACB Models) single speed motors | 1 | 5x5x5 | 2 | 78
|  | A01473-G01 | Harness, Wire, SCB/USB to ECM wiring harness (A02624-G01) | 1 | 5x5x5 | 1 | 72
|  | A01474-G01 | Harness, Wire, SCB to USB | 1 | 5x5x5 | 1 | 43
|  | A01525-G01 | Cable Extension, ECM (CE), 59" | 1 | 10x10x11 | 3 | 824
|  | A02624-G01 | Harness, Wiring, ECM 120/208/230V | 1 | 5x5x5 | 1 | 58
|  | A02622-K01 | ECM Tester Kit | 1 | 5x5x5 | 1 | 37
|  | A02701-K01 | Dual voltage transformer, 120-208-230V/24V, For all model blowers | 1 | 5x5x5 | 1 | 96
When ordering a replacement wire harness for EC motor, please contact Customer Service.
|  | A00795-001 | Control, Variable Speed, 5 amp (for A00175-G02) | 1 | 5x5x5 | 1 | 196
|  | A01002-013 | Slow blow fuse, 2.5 amps (for ACB boards) | 1 | 5x5x5 | 1 | 6
|  | A01412-001 | Slow blow fuse, 2 amps (for SCB & ACB2 boards) | 1 | 5x5x6 | 1 | 6
Motors
|  | A01018-G20 | Motor Kit, 1218, 2430 ,EC (A01426-002, A02523-002) | 1 | 10x10x10 | 20 | 1175
|  | A01018-G21 | Motor Kit, 3036/3642/4860 ,EC (A01426-003, A02523-003) | 1 | 10x10x10 | 20 | 1578
|  | A00138-001 | Motor, MB2436L 1625 RPM, 1/2 HP (capacitor included) (8WV09) | 1 | 10x10x11 | 21 | 492
|  | A01373-G01 | Motor mount kit, U1218, M1218 | 1 | 10x10x11 | 2 | 97
|  | A01373-G02 | Motor mount kit, M2430, M3642, M3036, M4860 | 1 | 10x10x11 | 2 | 81
|  | A01018-G01 | Motor, M1218 (3-speed) (7.5uf capacitor included) (A00331-001) | 1 | 10x10x11 | 18 | 527
|  | A01018-G05 | Motor, M2430BL1-ST2 (10uf capacitor included) (A00579-002) | 1 | 10x10x11 | 20 | 560
|  | A01018-G09 | Motor, M3036BL1-ST2, M3642BL1-ST2 and M4860BL1-ST2 (10uf capacitor included) (9MTVBC) (A00579-003) | 1 | 10x10x11 | 23 | 624
|  | A01018-G03 | Motor, MP High, M1218+CB (10uf capacitor included) (A00974-001) | 1 | 10x10x11 | 23 | 565
MP High Efficiency Motor is compatible with Advanced Control Board Only
EC Variable Speed Motor is Compatible with SMART Control Board Only
High Speed Blower Module and Parts
|  | A00054-001 | Motor, MB2436H, HP2436, VP2436 3450 RPM, .5HP(cap. included) (8WV20) | 1 | 10x10x11 | 21 | 522
|  | A00141-001 | Motor, MB4260H, HP4860, VP4860 3450 RPM, 1 HP (cap. included) (8WV21) | 1 | 10x11x11 | 25 | 681
|  | A00036-002 | Wheel, Blower, 6.3D x 3.8W SWSI (VP / HP4860) | 1 | 10x10x11 | 4 | 174
|  | A00082-002 | Wheel, Blower, 6.3D x 2.0W SWSI (MB2436H & VP/HP 2436) | 1 | 10x10x9 | 4 | 226
|  | A00082-004 | Wheel, Blower, 6.3D x 3.3W SWSI (MB4260H) | 1 | 10x10x10 | 4 | 238
Replacement Parts, continued
Restrictor Plate
|  | A00533-001 | Plate, Restrictor, Round Duct, M2430BL1-ST2 | 1 | 8x8x4 | 1 | 16
|  | A00589-001 | Plate, Restrictor, Round Duct, M3036BL1-ST2 and M3642BL1-ST2 | 1 | 10x10x3 | 1 | 16
|  | A00590-001 | Plate, Restrictor, Round Duct, M4860BL1-ST2 | 1 | 11x11x5 | 1 | 15
|  | A00590-002 | Plate, Restrictor (for all WON series heaters) | 1 | 13x13x3 | 1 | 23
|  | A00921-001 | Plate, Restrictor, Square Duct, M2430BL1-ST2 | 1 | 8x8x4 | 1 | 16
|  | A00922-001 | Plate, Restrictor, Square Duct, M3036BL1-ST2 and M3642BL1-ST2 | 1 | 10x10x3 | 1 | 16
|  | A00923-001 | Plate, Restrictor, Square Duct, M4860BL1-ST2 | 1 | 13x13x3 | 1 | 23
Blower Wheels
|  | A00584-K03 | Wheel, Blower, EC, M2430BL1-EC2/1 | 1 | 10x10x11 | 4 | 152
|  | A00582-K03 | Wheel, Blower, EC, M3642BL1-EC2/1, M3036BL1-EC2/1 | 1 | 10x10x11 | 4 | 177
|  | A00580-K03 | Wheel, Blower, EC, M4860BL1-EC2/1 | 1 | 10x10x11 | 4 | 162
|  | A00757-001 | Wheel, Blower, 9.5D x 1.50 SWSI (U1218, M1218), for ACB, EC2/1, and ST2 | 1 | 10x10x11 | 4 | 179
|  | A00137-001 | Wheel, Blower, 9.5D x 3.00 SWSI (MB2436L) | 1 | 10x10x11 | 4 | 155
|  | A00584-K01 | Wheel, Blower, 9.5D x 3.75 DWDI (M2430BL1-ST2 & +CB) | 1 | 10x10x11 | 4 | 122
|  | A00582-K01 | Wheel, Blower, 9.5D x 5.00 DWDI (M3036 and 3642BL1-ST2 & +CB) | 1 | 10x10x11 | 4 | 132
|  | A00580-K01 | Wheel, Blower, 9.5D x 7.75 DWDI (M4860BL1-ST2 & +CB) | 1 | 10x10x11 | 4 | 136
Capacitors
|  | A00351-003 | Capacitor, Oval, 10 mfd (for motors A001018-G03, G05, G07, G09, G14) | 1 | 5x5x5 | 1 | 50
|  | A00351-001 | Capacitor, Oval, 7.5 mfd (for motor A01018-G01) | 1 | 5x5x5 | 1 | 23
Relays and Switches
|  | A00244-K01 | AFS Bypass Relay Kit | 1 | 5x5x5 | 1 | 76
|  | A00056-G02 | Relay, Fan (for MB2436, MB4260 & all 1218 and BL2 ST2 model) | 1 | 5x5x5 | 1 | 68
|  | A00802-001 | Relay, Fan (for M2430, 3036, 3642 and 4860 ST2 models) | 1 | 5x5x5 | 1 | 40
|  | A00060-K03 | AFS (Anti Frost Switch), Single (for MC2436, MC4260 & M1218) | 1 | 5x5x5 | 1 | 70
|  | A00060-K04 | AFS (Anti Frost Switch), Double (for all refrigerant coils) | 1 | 5x5x5 | 1 | 97
U-Traps
|  | A00924-G05 | Kit, U-Trap w/Float Switch, Cooling Module (EZT - 241-3/4") | 1 | 10x10x11 | 4 | 138
|  | A00924-G06 | Kit, U-Trap w/Float Switch, M1218 (EZT - 242-1/2") | 1 | 10x10x11 | 4 | 141
Return Filter Grilles
|  | A00051-005 | Grille, Filter, UPC-01-1218, 14" x 20" | 1 | 25x22x5 | 4 | 139
|  | A00051-003 | Grille, Filter, UPC-01-2430, 14" x 25" | 1 | 30x22x5 | 4 | 163
|  | A00051-004 | Grille, Filter, UPC-01-3036, UPC-01-3642, 14" x 30" | 1 | 34x19x8 | 4 | 213
|  | A00051-006 | Grille, Filter, UPC-01-4860, 24" x 30" | 1 | 35x35x12 | 6 | 287
|  | A00051-007 | Grille, Filter, UPC-01-4860NC, 20" x 30" | 1 | 35x35x12 | 6 | 225
Misc. Panels, Latches & Gaskets
|  | A00218-002 | Panel, Access, Modular, Solid | 1 | 16x17x4 | 2 | 20
|  | A00176-002 | Latch, Keeper | 1 | 5x5x5 | 1 | 6
|  | A00176-001 | Latch, Draw | 1 | 5x5x5 | 1 | 7
Primary Drain Pans
|  | A00095-K01 | Primary Drain Pan M2430 | 1 | 23x8x17 | 10 | 160
|  | A00095-K02 | Primary Drain Pan M3642 | 1 | 33x8x17 | 10 | 174
|  | A00095-K05 | Primary Drain Pan M3036 | 1 | 31x7x4 | 10 | 164
|  | A00332-K01 | Primary Drain Pan U1218, M1218 | 1 | 23x9x17 | 15 | 428
|  | A00835-G01 | Primary Drain Pan M4860 | 1 | 42x18x26 | 25 | 445
Motor and Control Board Upgrade Kits
Upgrade Kit to EC Motor & S.M.A.R.T. Control Board (SCB)
|  | A01543-K22 | Kit, Upgrade, SCB with EC Motor, for M2430 | 1 | 16x20x29 | 20 | 2602
|  | A01543-K23 | Kit, Upgrade, SCB with EC Motor, for M3642 | 1 | 16x20x29 | 20 | 2966
|  | A01543-K24 | Kit, Upgrade, SCB with EC Motor, for M4860 | 1 | 16x20x29 | 20 | 3025
|  | A01543-K25 | Kit, Upgrade, SCB (Wifi) with EC Motor, for M2430 | 1 | 16x20x29 | 20 | 2918
|  | A01543-K26 | Kit, Upgrade, SCB (Wifi) with EC Motor, for M3036/M3642 | 1 | 16x20x29 | 20 | 3303
|  | A01543-K27 | Kit, Upgrade, SCB (Wifi) with EC Motor, for M4860 | 1 | 16x20x29 | 20 | 3320
EC Upgrade Kit Can Be Installed On Blower Modules M2430, M3642, M4860
EC Upgrade Kit contains Wheel, Motor, Control Box for 230V blowers, USB cable, software CD, and cable
Upgrade Kit to WIFI Board
|  | A02695-K01 | Circuit Board Kit, Upgrade, WiFi, SCB | 1 | 5x5x5 | 2 | 409
Square Fireboard Plenum Components
| R-4.2 | UPC-11-065S-4 | Turning Vane, Square, 6.5" | 4 | 13x13x10.5 | 5 | 138
|  | UPC-11-085S-4 | Turning Vane, Square, 8.5" | 4 | 23x10x11 | 5 | 189
|  | UPC-11-095S-4 | Turning Vane, Square, 9.5" | 4 | 23x10x11 | 6 | 206
|  | UPC-12-065S6-4 | Duct, Fiberglass, 6.5" x 6.5" I.D. x 6' long | 4 | 18x18x72 | 30 | 1413
|  | UPC-12-085S6-4 | Duct, Fiberglass, 8.5" x 8.5" x 6' long | 4 | 21.5x21.5x72 | 34 | 1434
|  | UPC-12-095S6-4 | Duct, Fiberglass, 9.5" x 9.5" x 6' long | 4 | 24x24x72 | 40 | 1423
|  | UPC-12-065S6-8F | Duct, Fiberglass, 6.5" x 6.5" x 6' long, Flat (unassembled) | 8 | 34x8x72 | 60 | 1218
|  | UPC-12-085S6-8F | Duct, Fiberglass, 8.5" x 8.5" x 6' long, Flat (unassembled) | 8 | 42x8x72 | 68 | 1385
|  | UPC-15-065S-4 | End Caps, Fiberglass for 6.5" x 6.5" duct | 4 | 8x8x5 | 1 | 331
|  | UPC-15-085S-4 | End Caps, Fiberglass for 8.5" x 8.5" duct | 4 | 10x10x5 | 2 | 344
|  | UPC-15-095S-4 | End Caps, Fiberglass for 9.5" x 9.5" duct | 4 | 10x11x17 | 2 | 347
|  | UPC-16V-065S-1 | Tee, Full Flow, Fiberglass, 6.5" x 6.5" I.D. (w/ Turning Vane) | 1 | 14x16x9 | 4 | 210
|  | UPC-16V-065S-4 | Tee, Full Flow, Fiberglass, 6.5" x 6.5" I.D., 4 pack (w/ Turning Vane) | 4 | 32x21x18 | 12 | 1307
|  | UPC-16V-085S-1 | Tee, Full Flow, Fiberglass, 8.5" x 8.5" I.D. (w/ Turning Vane) | 1 | 29x16x20 | 5 | 369
|  | UPC-16V-085S-4 | Tee, Full Flow, Fiberglass, 8.5" x 8.5" I.D., 4 pack (w/ Turning Vane) | 4 | 27x20.5x47 | 14 | 706
|  | UPC-16V-095S-1 | Tee, Full Flow, Fiberglass, 9.5" x 9.5" I.D. (w/ Turning Vane) | 1 | 29x16x20 | 6 | 391
|  | UPC-16V-095S-4 | Tee, Full Flow, Fiberglass, 9.5" x 9.5" I.D., 4 pack (w/ Turning Vane) | 4 | 27x20.5x47 | 15 | 787
|  | UPC-18-065S-1 | Elbow, 90°, Fiberglass, 6.5" x 6.5" I.D. | 1 | 14x14x9 | 2 | 139
|  | UPC-18-065S-4 | Elbow, 90°, Fiberglass, 6.5" x 6.5" I.D., 4 pack | 4 | 30x18x18 | 9 | 473
|  | UPC-18-085S-1 | Elbow, 90°, Fiberglass, 8.5" x 8.5" I.D | 1 | 29x16x20 | 3 | 141
|  | UPC-18-085S-4 | Elbow, 90°, Fiberglass, 8.5" x 8.5" I.D, 4 pack | 4 | 24x23.5x45 | 15 | 1246
|  | UPC-18-095S-1 | Elbow, 90°, Fiberglass, 9.5" x 9.5" I.D. | 1 | 29x16x20 | 3 | 178
|  | UPC-18-095S-4 | Elbow, 90°, Fiberglass, 9.5" x 9.5" I.D., 4 pack | 4 | 24x23.5x45 | 15 | 1268
|  | UPC-29-9585S-1 | Reducer, Fiberglass, 9.5" sq. x 8.5" sq. | 1 | 23x15x14 | 3 | 129
|  | UPC-29-9565S-1 | Reducer, Fiberglass, 9.5" sq. x 6.5" sq. | 1 | 23x15x14 | 3 | 670
|  | UPC-29-8565S-1 | Reducer, Fiberglass, 8.5" sq. x 6.5" sq. | 1 | 23x12x11 | 3 | 669
All fiberglass duct and fittings are made of 1" thick fiberglass duct board.
| R-6.0 All R-6.0 are non-stocked items, call for availability | UPC-12-065R6-4 | Duct, Fiberglass, 6.5" x 6.5" I.D. x 6' long | 4 | 73x19x19 | 40 | 1528
|  | UPC-12-085R6-4 | Duct, Fiberglass, 8.5" x 8.5" x 6' long | 4 | 73x22x22 | 51 | 1655
|  | UPC-15-065R6-4 | End Caps, Fiberglass for 6.5" x 6.5" duct | 4 | 11x11x16 | 2 | 344
|  | UPC-15-085R6-4 | End Caps, Fiberglass for 8.5" x 8.5" duct | 4 | 12x12x16 | 2 | 352
|  | UPC-15-095R6-4 | End Caps, Fiberglass for 9.5" x 9.5" duct | 4 | 12x12x16 | 2 | 479
|  | UPC-16V-065R6-4 | Tee, Full Flow, Fiberglass, 6.5" x 6.5" I.D., 4 pack (w/ Turning Vane) | 4 | 36x25x22 | 20 | 1357
|  | UPC-16V-085R6-4 | Tee, Full Flow, Fiberglass, 8.5" x 8.5" I.D., 4 pack (w/ Turning Vane) | 4 | 40x28x24 | 35 | 1503
|  | UPC-16V-095R6-4 | Tee, Full Flow, Fiberglass, 9.5" x 9.5" I.D., 4 pack (w/ Turning Vane) | 4 | 44x32x26 | 40 | 1357
|  | UPC-18-065R6-4 | Elbow, 90°, Fiberglass, 6.5" x 6.5" I.D, 4 pack | 4 | 26x25x24 | 14 | 1227
|  | UPC-18-085R6-4 | Elbow, 90°, Fiberglass, 8.5" x 8.5" I.D, 4 pack | 4 | 28x25x27 | 20 | 1307
|  | UPC-18-095R6-4 | Elbow, 90°, Fiberglass, 9.5" x 9.5" I.D, 4 pack | 4 | 32x20x26 | 22 | 710
|  | UPC-29-9585R6-1 | Reducer, Fiberglass, 9.5" sq. x 8.5" sq. | 1 | 23x15x14 | 5 | 191
|  | UPC-29-9565R6-1 | Reducer, Fiberglass, 9.5" sq. x 6.5" sq. | 1 | 23x15x14 | 5 | 670
|  | UPC-29-8565R6-1 | Reducer, Fiberglass, 8.5" sq. x 6.5" sq. | 1 | 23x15x14 | 5 | 680
Chiltrix by Unico
Chiltrix Air-to-Water Heat Pump and Other
|  | CX35 | Chiltrix, Outdoor Unit, CX35 Air-To-Water Heat Pump 2 Tons Cooling / 24,000 BTU Heating w/pump | 1 | 46x20x44 | 280 | 12039.04
|  | CX65 | Chiltrix Outdoor Unit, CX65 Air-To-Water Heat Pump 3.7 Tons Cooling / 60,000 BTU Heating w/pump | 1 | 46x20x62 | 340 | 16851.12
|  | CX75 | Chiltrix Outdoor Unit, CX75 Air-To-Water Heat Pump 4.3 Tons Cooling / 65,000 BTU Heating w/pump | 1 | 46x20x63 | 340 | 16851.12
|  | DN25 | Chiltrix Motorized 3 way valve (1") DN32/G1/G3 (used for DHW with the CX35) | 1 | 5x3x3 | 3 | 641
|  | DN32 | Chiltrix Motorized 3 way valve (1 1/4") DN25/G1/G3 (used for DHW with the CX50) | 1 | 5x3x3 | 3 | 788
|  | DHW40 | Chiltrix All-Stainless Steel w/ Duplex 2205 Inner Tank / 304 Outer Tank Enclosure, 40 gallons | 1 | 19x19x57 | 80 | 3329
|  | DHW80 | Chiltrix All-Stainless Steel w/ Duplex 2205 Inner Tank / 304 Outer Tank Enclosure, 80 gallons | 1 | 24x24x88 | 88 | 4354
|  | VCT19 | Chiltrix 304 SS Multi-Purpose Water Tank - 19 Gallons | 1 | 19x19x39 | 51 | 2024
|  | VCT37C | Chiltrix 304 SS Multi-Purpose Water Tank - 37 Gallons | 1 | 19x19x56 | 74 | 3547
|  | VCT60 | Chiltrix 304 SS Multi-Purpose Water Tank - 58 gallons | 1 | 22x22x60 | 102 | 4224
|  | CXDHC-SA | Chiltrix CXDHC-SA Psychrologix DHC Controller | 1 | 10x10x10 | 10 | 1637
|  | CXI Valve | Chiltrix CXI Valve 24V AC Valve for Fan Coil | 1 | 10x10x10 | 5 | 404
|  | CXI34 | Chiltrix, Universal Indoor Unit, DC Inverter Fan Coil Unit (3Kbtu) | 1 | 29x7x29 | 32 | 1414
|  | CXI65 | Chiltrix Universal Indoor Unit, DC Inverter Fan Coil Unit (6kbtu) | 1 | 37x7x29 | 42 | 1564
|  | CXI85 | Chiltrix Universal Indoor Unit, DC Inverter Fan Coil Unit (8kbtu) | 1 | 45x7x29 | 49 | 1710
|  | CXI120 | Chiltrix Universal Indoor Unit, DC Inverter Fan Coil Unit (11kbtu) | 1 | 51x7x29 | 57 | 2352
|  | V18B | Chiltrix Variable Backup Heater | 1 | 7x7x19 | 7 | 824